## Data
Name | Fuel | Other Fuels | Capacity Mw | Latitude | Longitude | Commissioning Year | Owner | Gppd Id | Data Source | Source Url
ACME Solar Tower | Solar |  | 2.5 | 28.1839 | 73.2407 | 2011 | Solar Paces | WRI1020239 | National Renewable Energy Laboratory | http://www.nrel.gov/csp/solarpaces/project_detail.cfm/projectID=262
ADITYA CEMENT WORKS | Coal |  | 98 | 24.7663 | 74.609 |  | Ultratech Cement ltd | WRI1019881 | Ultratech Cement ltd | http://www.ultratechcement.com/
AES Saurashtra Windfarms | Wind |  | 39.2 | 21.9038 | 69.3732 |  | AES | WRI1026669 | CDM | https://cdm.unfccc.int/Projects/DB/DNV-CUK1328700673.83/view
AGARTALA GT | Gas |  | 135 | 23.8712 | 91.3602 | 2004 |  | IND0000001 | Central Electricity Authority | http://www.cea.nic.in/
AKALTARA TPP | Coal | Oil | 1800 | 21.9603 | 82.4091 | 2015 |  | IND0000002 | Central Electricity Authority | http://www.cea.nic.in/
AKRIMOTA LIG | Coal | Oil | 250 | 23.7689 | 68.6447 | 2005 |  | IND0000003 | Central Electricity Authority | http://www.cea.nic.in/
ALIYAR | Hydro |  | 60 | 10.4547 | 77.0078 | 1970 |  | IND0000004 | Central Electricity Authority | http://www.cea.nic.in/
ALLAIN DUHANGAN | Hydro |  | 192 | 32.2258 | 77.207 | 2010 |  | IND0000005 | Central Electricity Authority | http://www.cea.nic.in/
ALMATTI DAM | Hydro |  | 290 | 16.33 | 75.8863 | 2004 |  | IND0000006 | Central Electricity Authority | http://www.cea.nic.in/
AMAR KANTAK | Coal | Oil | 210 | 23.1642 | 81.6373 | 2008 |  | IND0000007 | Central Electricity Authority | http://www.cea.nic.in/
AMARAVATI TPP | Coal | Oil | 1350 | 21.0782 | 77.9009 | 2014 |  | IND0000008 | Central Electricity Authority | http://www.cea.nic.in/
ANANDPUR SAHIB ST-I&II | Hydro |  | 134 | 31.2717 | 76.4938 | 1985 |  | IND0000009 | Central Electricity Authority | http://www.cea.nic.in/
ANAPARA "C" | Coal | Oil | 1200 | 24.2007 | 82.8 | 2011 |  | IND0000010 | Central Electricity Authority | http://www.cea.nic.in/
ANDHRA | Hydro |  | 16.95 | 31.2412 | 77.8769 | 1986 |  | IND0000011 | Central Electricity Authority | http://www.cea.nic.in/
ANPARA | Coal | Oil | 2630 | 24.201 | 82.7891 | 2000 |  | IND0000013 | Central Electricity Authority | http://www.cea.nic.in/
ANTA GT | Gas |  | 419.33 | 25.1797 | 76.3188 | 1989 |  | IND0000014 | Central Electricity Authority | http://www.cea.nic.in/
ANUPPUR | Coal |  | 600 | 23.0666 | 81.7841 |  | Hindustan Pvt lt | WRI1019996 | Hindustan Pvt lt | http://www.hindustanpowerprojects.com/
ANUPUR TPP | Coal | Oil | 1200 | 23.0655 | 81.7865 | 2015 |  | IND0000015 | Central Electricity Authority | http://www.cea.nic.in/
ARVINDNAGAR SUGAR | Biomass |  | 10 | 18.0845 | 76.1851 |  | Dr Ssk ltd | WRI1019938 | Dr Ssk ltd | http://www.ambedkarsugar.com/
ASHOKNAGAR MILL | Biomass |  | 17 | 19.5867 | 74.7061 |  | Ashok Ssk ltd | WRI1019939 | Ashok Ssk ltd | http://www.mapsofindia.com/whitepages/foods-and-beverages/food-processors-and-manufacturers/ashokssklimited
ATHANI SUGAR | Biomass |  | 24 | 16.7708 | 74.9191 |  | Shree Sugars ltd | WRI1019904 | Shree Sugars ltd | http://www.renukasugars.com/
AURAIYA GT | Gas |  | 652 | 26.6282 | 79.5286 | 1989 |  | IND0000016 | Central Electricity Authority | http://www.cea.nic.in/
AVANTHA BHANDAR TPP | Coal | Oil | 600 | 21.7438 | 83.2741 | 2017 |  | IND0000017 | Central Electricity Authority | http://www.cea.nic.in/
AWARPUR CEMENT PLANT | Coal |  | 46 | 19.7881 | 79.1518 |  | Ultratech Cement ltd | WRI1019940 | Ultratech Cement ltd | http://www.ultratechcement.com/
Abhijeet | Solar |  | 50 | 26.8278 | 70.9197 |  |  | WKS0070978 | Wiki-Solar | https://www.wiki-solar.org
Achampet | Solar |  | 5.5 | 16.3893 | 78.6621 |  |  | WKS0067272 | Wiki-Solar | https://www.wiki-solar.org
Achampet Solarpack | Solar |  | 15 | 16.389 | 78.676 |  |  | WKS0067097 | Wiki-Solar | https://www.wiki-solar.org
Achampet Suzlon | Solar |  | 15 | 16.407 | 78.7 |  |  | WKS0067082 | Wiki-Solar | https://www.wiki-solar.org
Agaram A | Solar |  | 20 | 10.456 | 77.924 |  |  | WKS0069517 | Wiki-Solar | https://www.wiki-solar.org
Agucha Mine | Solar |  | 22 | 25.842 | 74.758 |  |  | WKS0073903 | Wiki-Solar | https://www.wiki-solar.org
Aitipamula | Solar |  | 15 | 17.208 | 79.326 |  |  | WKS0067087 | Wiki-Solar | https://www.wiki-solar.org
Akkinepally | Solar |  | 10 | 17.265 | 79.208 |  |  | WKS0070816 | Wiki-Solar | https://www.wiki-solar.org
Alampur Mytrah 1 | Solar |  | 11 | 15.925 | 78.01 |  |  | WKS0067090 | Wiki-Solar | https://www.wiki-solar.org
Alampur SP | Solar |  | 10 | 15.901 | 78.002 |  |  | WKS0068258 | Wiki-Solar | https://www.wiki-solar.org
Alapur | Solar |  | 50 | 20.275 | 75.785 |  |  | WKS0070844 | Wiki-Solar | https://www.wiki-solar.org
Alladurg | Solar |  | 11 | 17.947 | 77.925 |  |  | WKS0067273 | Wiki-Solar | https://www.wiki-solar.org
Allahabad Rattan | Solar |  | 50 | 25.395 | 81.79 |  |  | WKS0066994 | Wiki-Solar | https://www.wiki-solar.org
Alland | Solar |  | 20 | 17.636 | 76.389 |  |  | WKS0067021 | Wiki-Solar | https://www.wiki-solar.org
Alote | Solar |  | 20 | 23.815 | 75.525 |  |  | WKS0067000 | Wiki-Solar | https://www.wiki-solar.org
Amarpur Refex | Solar |  | 10 | 24.77 | 78.445 |  |  | WKS0067267 | Wiki-Solar | https://www.wiki-solar.org
Amarpur Samavist | Solar |  | 10 | 24.765 | 78.45 |  |  | WKS0067268 | Wiki-Solar | https://www.wiki-solar.org
Amarsar Solar Power Plant | Solar |  | 1 | 28.3615 | 74.2402 |  | Nav Bharat Buildcon Private Limited | WRI1026104 | Navbharat | http://www.navbharatbuildcon.com/windmill--solar-plant.html
Amathur | Solar |  | 14.4 | 9.553 | 77.885 |  |  | WKS0068271 | Wiki-Solar | https://www.wiki-solar.org
Ambosara | Solar |  | 80 | 20.905 | 85.925 |  |  | WKS0070799 | Wiki-Solar | https://www.wiki-solar.org
Amla Nankar | Solar |  | 12.9 | 23.929 | 76.121 |  |  | WKS0065939 | Wiki-Solar | https://www.wiki-solar.org
Anabura Wind Farm | Wind |  | 16.5 | 14.5751 | 76.3926 |  |  | WRI1026069 | CDM | https://cdm.unfccc.int/Projects/DB/DNV-CUK1216117082.43/view
Anantapur Tata | Solar |  | 200 | 14.026 | 78.434 |  |  | WKS0065433 | Wiki-Solar | https://www.wiki-solar.org
Ananthapur - Meil Solar Power Plant | Solar |  | 50 | 14.9455 | 77.687 |  | MEIL Green Power Limited | WRI1026105 | Meil.In/P | http://www.meil.in/power-projects
Ananthasagar | Solar |  | 45 | 18.152 | 78.294 |  |  | WKS0067115 | Wiki-Solar | https://www.wiki-solar.org
Andora | Solar |  | 20 | 18.275 | 76.31 |  |  | WKS0070750 | Wiki-Solar | https://www.wiki-solar.org
Andrha Lake Wind Farm | Wind |  | 113.6 | 18.858 | 73.6396 |  |  | WRI1026768 | CDM | https://cdm.unfccc.int/Projects/DB/LRQA%20Ltd1348755977.79/view
Andur | Solar |  | 7 | 17.802 | 76.248 |  |  | WKS0067255 | Wiki-Solar | https://www.wiki-solar.org
Angadi Raichur A | Solar |  | 7 | 17.074 | 77.557 |  |  | WKS0073199 | Wiki-Solar | https://www.wiki-solar.org
Anikkadavu Wind Farm | Wind |  | 19.8 | 10.7245 | 77.1893 |  | Madras Cement Limited | WRI1026347 | CDM | https://cdm.unfccc.int/Projects/DB/BVQI1379744232.36/viewhttps://cdm.unfccc.int/Projects/DB/LRQA%20Ltd1278588174.29/view
Apollo Chennai | Solar |  | 10 | 12.857 | 79.944 |  |  | WKS0073932 | Wiki-Solar | https://www.wiki-solar.org
Arasadi | Solar |  | 10 | 8.8881 | 78.0644 |  |  | WKS0061173 | Wiki-Solar | https://www.wiki-solar.org
Arasinagundi Wind Farm | Wind |  | 13.2 | 14.4791 | 76.3482 |  |  | WRI1026068 | CDM | https://cdm.unfccc.int/Projects/DB/DNV-CUK1216117082.43/view
Arvapally Mytrah 1 | Solar |  | 8 | 17.354 | 79.586 |  |  | WKS0067088 | Wiki-Solar | https://www.wiki-solar.org
Arvapally Mytrah 2 | Solar |  | 15 | 17.355 | 79.591 |  |  | WKS0067094 | Wiki-Solar | https://www.wiki-solar.org
Askandra - DREPL Solar Power Plant | Solar |  | 5 | 27.3473 | 71.6917 |  | DDE Renewable Energy Private Limited (DREPL) | WRI1026106 | Lancosola | http://www.lancosolar.com/pdfs/rajasthan-pv-project-details.pdf
Askandra - Electromech Maritech Solar Power Plant | Solar |  | 5 | 27.36 | 71.6918 |  | Electromech Maritech Private Limited | WRI1026107 | Lancosola | http://www.lancosolar.com/pdfs/rajasthan-pv-project-details.pdf
Askandra - Finehope Solar Power Plant | Solar |  | 5 | 27.3632 | 71.6918 |  | Finehope Allied Engineering Private Limited | WRI1026108 | Lancosola | http://www.lancosolar.com/pdfs/rajasthan-pv-project-details.pdf
Askandra - Khaya Solar Power Plant | Solar |  | 5 | 27.3661 | 71.6916 |  | Khaya Solar Projects Private Limited | WRI1026109 | Lancosola | http://www.lancosolar.com/pdfs/rajasthan-pv-project-details.pdf
Askandra - Newton Solar Power Plant | Solar |  | 5 | 27.3537 | 71.6917 |  | Newton Solar Private Limited | WRI1026110 | Lancosola | http://www.lancosolar.com/pdfs/rajasthan-pv-project-details.pdf
Askandra - Saidham Solar Power Plant | Solar |  | 5 | 27.3504 | 71.6918 |  | Saidham Overseas Private Limited | WRI1026111 | Lancosola | http://www.lancosolar.com/pdfs/rajasthan-pv-project-details.pdf
Askandra - Vasavi Solar Power Plant | Solar |  | 5 | 27.3566 | 71.6917 |  | Vasavi Solar Power Private Limited | WRI1026112 | Lancosola | http://www.lancosolar.com/pdfs/rajasthan-pv-project-details.pdf
Assan | Solar |  | 10 | 29.415 | 76.885 |  |  | WKS0070876 | Wiki-Solar | https://www.wiki-solar.org
Azhagapuri | Solar |  | 5 | 11.1936 | 78.4584 |  |  | WKS0063976 | Wiki-Solar | https://www.wiki-solar.org
BADARPUR | Coal | Oil | 705 | 28.506 | 77.3066 | 1977 |  | IND0000019 | Central Electricity Authority | http://www.cea.nic.in/
BAGALKOT ICP | Biomass |  | 28 | 16.2804 | 75.225 |  | Indian Power ltd | WRI1019905 | Indian Power ltd | http://www.icpluttur.com/
BAGLIHAR HEP | Hydro |  | 450 | 33.1815 | 75.3155 | 2008 |  | IND0000020 | Central Electricity Authority | http://www.cea.nic.in/
BAIRA SIUL | Hydro |  | 180 | 32.8063 | 76.1418 | 1980 |  | IND0000022 | Central Electricity Authority | http://www.cea.nic.in/
BAKRESWAR | Coal | Oil | 1050 | 23.8285 | 87.4513 | 2003 |  | IND0000023 | Central Electricity Authority | http://www.cea.nic.in/
BALIMELA | Hydro |  | 510 | 18.1396 | 82.1221 | 1984 |  | IND0000024 | Central Electricity Authority | http://www.cea.nic.in/
BALLARPUR BILT POWER | Coal |  | 67.5 | 19.8601 | 79.3421 |  | Ballarpur Industries ltd | WRI1019941 | Ballarpur Industries ltd | http://bilt.com/
BAMANIA CEMENT | Coal |  | 10 | 24.6929 | 74.689 |  | Jk Cement ltd | WRI1019882 | Jk Cement ltd | http://www.jkcement.com/
BANDAKHAR TPP | Coal | Oil | 300 | 22.3421 | 82.4305 | 2015 |  | IND0000026 | Central Electricity Authority | http://www.cea.nic.in/
BANDEL | Coal | Oil | 335 | 22.9956 | 88.4042 | 1976 |  | IND0000027 | Central Electricity Authority | http://www.cea.nic.in/
BANER | Hydro |  | 12 | 32.1686 | 76.4695 | 1996 |  | IND0000028 | Central Electricity Authority | http://www.cea.nic.in/
BANSAGAR (I) | Hydro |  | 315 | 24.1917 | 81.2875 | 1991 |  | IND0000029 | Central Electricity Authority | http://www.cea.nic.in/
BANSAGAR (II) | Hydro |  | 30 | 24.1917 | 81.2875 | 2002 |  | IND0000030 | Central Electricity Authority | http://www.cea.nic.in/
BANSAGAR (III) | Hydro |  | 60 | 24.1917 | 81.2875 | 2001 |  | IND0000031 | Central Electricity Authority | http://www.cea.nic.in/
BANSAGAR (IV) | Hydro |  | 20 | 24.223 | 81.2747 | 2006 |  | IND0000032 | Central Electricity Authority | http://www.cea.nic.in/
BANSWARA CEMENT | Coal |  | 20 | 23.6026 | 74.2562 |  | India Ltd icl) | WRI1019883 | India Ltd icl) | http://www.indiacements.co.in/
BARADARHA TPP | Coal | Oil | 1200 | 21.9114 | 83.1889 | 2014 |  | IND0000033 | Central Electricity Authority | http://www.cea.nic.in/
BARAMURA | Gas |  | 42 | 23.807 | 91.565 | 2006 |  | IND0000034 | Central Electricity Authority | http://www.cea.nic.in/
BARAUNI | Coal | Oil | 720 | 25.3999 | 86.0218 | 2007 |  | IND0000035 | Central Electricity Authority | http://www.cea.nic.in/
BARGI | Hydro |  | 90 | 22.9417 | 79.925 | 1988 |  | IND0000036 | Central Electricity Authority | http://www.cea.nic.in/
BARH STPP II | Coal | Oil | 1320 | 25.4865 | 85.7452 | 2014 |  | IND0000037 | Central Electricity Authority | http://www.cea.nic.in/
BARKHERA TPP | Coal | Oil | 90 | 28.4723 | 79.8066 | 2011 |  | IND0000038 | Central Electricity Authority | http://www.cea.nic.in/
BARSINGAR LIGNITE | Coal | Oil | 250 | 27.8453 | 73.2 | 2010 |  | IND0000039 | Central Electricity Authority | http://www.cea.nic.in/
BASIN BRIDGE GT | Gas | Oil | 120 | 13.1021 | 80.2682 | 1996 |  | IND0000040 | Central Electricity Authority | http://www.cea.nic.in/
BASPA | Hydro |  | 300 | 31.4306 | 78.241 | 2003 |  | IND0000041 | Central Electricity Authority | http://www.cea.nic.in/
BASSI | Hydro |  | 66 | 31.9546 | 76.7986 | 1973 |  | IND0000042 | Central Electricity Authority | http://www.cea.nic.in/
BEL Chikhalhol Wind Farm | Wind |  | 20 | 17.3816 | 74.5345 |  | Bhilwara Energy Limited | WRI1026664 | CDM | https://cdm.unfccc.int/Projects/DB/RINA1416216844.8/view
BELA NAGPUR | Coal |  | 270 | 20.805 | 79.0547 |  | Ideal Projects ltd | WRI1019942 | Ideal Projects ltd | http://www.idealenergysolar.com/
BELGAUM UGAR | Biomass |  | 22.8 | 16.6505 | 74.8209 |  | Ugar Works ltd | WRI1019906 | Ugar Works ltd | http://www.ugarsugar.com/
BELLAD-BAGEWADI | Biomass |  | 15 | 16.2774 | 74.7111 |  | Vishwanath Sugars ltd | WRI1019907 | Vishwanath Sugars ltd | http://www.vssil.co.in/
BELLARY HOTHUR | Coal |  | 10 | 15.1831 | 76.7909 |  | Hothur Pvt ltd | WRI1019908 | Hothur Pvt ltd | http://hothurindia.com/
BELLARY JANKI | Coal |  | 18 | 15.1777 | 77.1036 |  | Janki Corp ltd | WRI1019909 | Janki Corp ltd | http://jankicorp.com/
BELLARY TPS | Coal | Oil | 1700 | 15.1932 | 76.7195 | 2012 |  | IND0000045 | Central Electricity Authority | http://www.cea.nic.in/
BHADRA | Hydro |  | 26 | 13.7008 | 75.6373 | 1968 |  | IND0000046 | Central Electricity Authority | http://www.cea.nic.in/
BHADRAVATI MILL | Coal |  | 41 | 13.8274 | 75.7131 |  | Mysore Mills ltd | WRI1019910 | Mysore Mills ltd | http://www.mpm.co.in/
BHAKRA | Hydro |  | 1379 | 31.4107 | 76.4328 | 1964 |  | IND0000047 | Central Electricity Authority | http://www.cea.nic.in/
BHANDARA STEEL MILL | Coal |  | 15 | 21.232 | 79.6311 |  | Sunflag Co ltd | WRI1019943 | Sunflag Co ltd | http://www.sunflagsteel.com/
BHANDARA VARAM | Biomass |  | 10 | 21.0813 | 79.7708 |  | Varam Pvt ltd | WRI1019944 | Varam Pvt ltd | http://www.bloomberg.com/profiles/companies/4115076Z:IN-varam-bio-energy-pvt-ltd
BHANDARDHARA | Hydro |  | 34 | 19.5555 | 73.8087 | 1996 |  | IND0000048 | Central Electricity Authority | http://www.cea.nic.in/
BHATGARH | Hydro |  | 16 | 18.1012 | 73.7252 | 1977 |  | IND0000049 | Central Electricity Authority | http://www.cea.nic.in/
BHATSA | Hydro |  | 15 | 19.5132 | 73.4173 | 1991 |  | IND0000050 | Central Electricity Authority | http://www.cea.nic.in/
BHAVNAGAR TPP | Coal | Oil | 500 | 21.5837 | 72.2222 | 2016 |  | IND0000514 | Central Electricity Authority | http://www.cea.nic.in/
BHAWANI KATTALAI -II | Hydro |  | 30 | 11.331 | 77.758 | 2013 |  | IND0000052 | Central Electricity Authority | http://www.cea.nic.in/
BHAWANI KATTALAI -III | Hydro |  | 30 | 11.2428 | 77.8659 | 2012 |  | IND0000053 | Central Electricity Authority | http://www.cea.nic.in/
BHAWANI KATTALAI BARRAGE | Hydro |  | 30 | 11.3842 | 77.7145 | 2006 |  | IND0000051 | Central Electricity Authority | http://www.cea.nic.in/
BHIGWAN MILL | Coal |  | 30 | 18.2416 | 74.7529 |  | Ballarpur Industries ltd | WRI1019945 | Ballarpur Industries ltd | http://bilt.com/
BHILAI TPP | Coal | Oil | 500 | 21.184 | 81.4237 | 2008 |  | IND0000054 | Central Electricity Authority | http://www.cea.nic.in/
BHIRA | Hydro |  | 300 | 18.455 | 73.3907 | 1962 |  | IND0000055 | Central Electricity Authority | http://www.cea.nic.in/
BHIRA TAIL RACE | Hydro |  | 80 | 18.4426 | 73.3498 | 1987 |  | IND0000056 | Central Electricity Authority | http://www.cea.nic.in/
BHIVPURI | Hydro |  | 75 | 18.9368 | 73.4527 | 1998 |  | IND0000057 | Central Electricity Authority | http://www.cea.nic.in/
BHUSAWAL | Coal | Oil | 1210 | 21.0483 | 75.8425 | 2007 |  | IND0000058 | Central Electricity Authority | http://www.cea.nic.in/
BILIYAKALAN PLANT | Biomass |  | 10 | 25.2267 | 74.6216 |  | Sangam Spinners ltd | WRI1019884 | Sangam Spinners ltd | http://www.sangamgroup.com/
BINA REFINERY | Coal |  | 99 | 24.2508 | 78.1606 |  | Bharat Refinery ltd | WRI1019997 | Bharat Refinery ltd | http://borl.in/
BINA TPP | Coal | Oil | 500 | 23.3172 | 78.1336 | 2012 |  | IND0000059 | Central Electricity Authority | http://www.cea.nic.in/
BINANI CEMENT PLANT | Coal |  | 69.6 | 24.8263 | 73.0901 |  | Binani Industries ltd | WRI1019885 | Binani Industries ltd | http://binaniindustries.com/
BINJKOTE | Coal | Oil | 600 | 22.0103 | 83.2058 | 2017 |  | IND0000527 | Central Electricity Authority | http://www.cea.nic.in/
BINWA | Hydro |  | 6 | 32.1121 | 76.6537 | 1984 |  | IND0000060 | Central Electricity Authority | http://www.cea.nic.in/
BIRSINGHPUR | Hydro |  | 20 | 23.3256 | 81.0333 | 1991 |  | IND0000061 | Central Electricity Authority | http://www.cea.nic.in/
BOKARO A ''EXP'' | Coal | Oil | 500 | 23.6783 | 86.0888 | 2016 |  | IND0000063 | Central Electricity Authority | http://www.cea.nic.in/
BOKARO B | Coal | Oil | 210 | 23.785 | 85.88 | 1993 |  | IND0000064 | Central Electricity Authority | http://www.cea.nic.in/
BONGAIGAON TPP | Coal | Oil | 750 | 26.5145 | 90.5287 | 2017 |  | IND0000066 | Central Electricity Authority | http://www.cea.nic.in/
BP Brahmanvel Wind Farm | Wind |  | 40 | 21.2083 | 74.1543 |  |  | WRI1026079 | CDM | https://cdm.unfccc.int/filestorage/T/0/C/T0CJ85FSL1WN9VEXID67ZOBMQRGAPH/Revised%20PDD%20-%20Clean.pdf?t=UE58b2pkZGN1fDC4di78ksdJWNuCM4aKL4xu
BRAMHAPURAM DG | Oil |  | 60 | 9.9975 | 76.3744 | 1997 |  | IND0000067 | Central Electricity Authority | http://www.cea.nic.in/
BSES Kerala CCGT | Gas | Oil | 165 | 10.074 | 76.3188 | 1999 |  | IND0000068 | Central Electricity Authority | http://www.cea.nic.in/
BUDGE BUDGE | Coal | Oil | 750 | 22.4673 | 88.14 | 2001 |  | IND0000069 | Central Electricity Authority | http://www.cea.nic.in/
BUDHIL | Hydro |  | 70 | 32.4584 | 76.532 | 2012 |  | IND0000070 | Central Electricity Authority | http://www.cea.nic.in/
BUTIBORI PLANT | Oil |  | 81.5 | 20.9225 | 78.9535 |  | Indo Synthetics ltd | WRI1019946 | Indo Synthetics ltd | http://www.indoramaindia.com/
BUTIBORI TPP -II | Coal | Oil | 600 | 20.9286 | 78.9333 | 2013 |  | IND0000071 | Central Electricity Authority | http://www.cea.nic.in/
Bableshwar wind-solar | Solar |  | 28.8 | 16.968 | 76.256 |  |  | WKS0070147 | Wiki-Solar | https://www.wiki-solar.org
Badal | Solar |  | 15 | 30.068 | 74.671 |  |  | WKS0072794 | Wiki-Solar | https://www.wiki-solar.org
Badanpur | Solar |  | 50 | 25.364 | 78.307 |  |  | WKS0070849 | Wiki-Solar | https://www.wiki-solar.org
Bagalkot | Solar |  | 10 | 16.46 | 75.25 |  |  | WKS0070869 | Wiki-Solar | https://www.wiki-solar.org
Bahadaurgarh Jandian | Solar |  | 50 | 30.1547 | 74.6909 |  |  | WKS0072800 | Wiki-Solar | https://www.wiki-solar.org
Bahadur Khera | Solar |  | 25 | 30.115 | 74.346 |  |  | WKS0072796 | Wiki-Solar | https://www.wiki-solar.org
Bahraich | Solar |  | 10 | 27.75 | 81.49 |  |  | WKS0070881 | Wiki-Solar | https://www.wiki-solar.org
Bakhora Kalan | Solar |  | 25 | 29.857 | 75.807 |  |  | WKS0067134 | Wiki-Solar | https://www.wiki-solar.org
Balanagar | Solar |  | 50 | 16.943 | 78.131 |  |  | WKS0067009 | Wiki-Solar | https://www.wiki-solar.org
Bamani Solar Power Plant | Solar |  | 1 | 18.0791 | 76.1807 |  | Dr Babasaheb Ambedkar SSK Limited | WRI1026113 | Ambed K Sugar | http://www.ambedkarsugar.com/solar_power.php
Bamanwali Solar Power Plant | Solar |  | 1 | 28.3683 | 73.5286 |  | AEW Infratech Private Limited | WRI1026114 | AES Winfra | http://www.aewinfra.com/solar.html
Bandapalli | Solar |  | 10 | 13.305 | 79.12 |  |  | WKS0070826 | Wiki-Solar | https://www.wiki-solar.org
Bandarupalli A | Solar |  | 15 | 18.028 | 78.788 |  |  | WKS0074074 | Wiki-Solar | https://www.wiki-solar.org
Bannari Amman Spinning Mills Wind Power Project | Wind |  | 11.2 | 10.7389 | 77.416 |  | Enercon India Ltd. | WRI1026655 | CDM | https://cdm.unfccc.int/filestorage/S/7/J/S7JBL0QFRHWA1DEZ2O4NUTG5Y6VKMP/PDD%20BASML%20Version%2003.pdf?t=Mmh8b2pxZWR0fDDj8zCpobgUeh2ry3t0r5N5
Bansakra | Solar |  | 50 | 21.665 | 81.735 |  |  | WKS0070837 | Wiki-Solar | https://www.wiki-solar.org
Banwala | Solar |  | 25 | 30.013 | 74.602 |  |  | WKS0067129 | Wiki-Solar | https://www.wiki-solar.org
Bap - GIS 1-2 Solar Power Plant | Solar |  | 15 | 27.3827 | 72.3188 |  | Green Infra Solar Farms Private Limited (GIS) | WRI1026115 | Sembcorp | http://www.sembcorp.com/en/media/features?Id=9179
Bap - GIS 3 Solar Power Plant | Solar |  | 10 | 27.3893 | 72.3134 |  | Green Infra Solar Farms Private Limited (GIS) | WRI1026116 | Sembcorp | http://www.sembcorp.com/en/media/features?Id=9179
Bap - OPG Solar Power Plant | Solar |  | 5 | 27.3525 | 72.3554 |  | OPG Energy Private Limited | WRI1026117 | CDM | https://cdm.unfccc.int/filestorage/Jyh1M
Bap - Punj Lloyd Solar Power Plant | Solar |  | 5 | 27.3851 | 72.3042 |  | Punj Lloyd Solar Private Limited | WRI1026118 | Punj Lloyd | http://www.punjlloyd.com/energy/renewables
Bap PL | Solar |  | 5 | 27.483 | 72.388 |  |  | WKS0062583 | Wiki-Solar | https://www.wiki-solar.org
Bapodar - Hiraco Solar Power Plant | Solar |  | 20 | 21.5967 | 69.843 |  | Hiraco Renewable Energy Private Limited (HREPL) | WRI1026119 | Hiraco India | http://www.hiracoindia.com
Bapodar - MBEDL Solar Power Plant | Solar |  | 15 | 21.6024 | 69.8441 |  | Moser Baer Energy & Development Limited (MBEDL) | WRI1026120 | Moserbaer Solar | http://www.moserbaersolar.com
Baran | Solar |  | 26.3 | 25.06 | 76.38 |  |  | WKS0069843 | Wiki-Solar | https://www.wiki-solar.org
Bareta | Solar |  | 25 | 29.876 | 75.669 |  |  | WKS0072802 | Wiki-Solar | https://www.wiki-solar.org
Bari Seer AG | Solar |  | 20 | 27.497 | 72.402 |  |  | WKS0065776 | Wiki-Solar | https://www.wiki-solar.org
Bari Seer AM | Solar |  | 20 | 27.493 | 72.398 |  |  | WKS0065775 | Wiki-Solar | https://www.wiki-solar.org
Bari Seer AR | Solar |  | 20 | 27.488 | 72.401 |  |  | WKS0065774 | Wiki-Solar | https://www.wiki-solar.org
Bari Seer Medha | Solar |  | 20 | 27.494 | 72.416 |  |  | WKS0065778 | Wiki-Solar | https://www.wiki-solar.org
Bari Seer Ranji | Solar |  | 20 | 27.5 | 72.422 |  |  | WKS0065777 | Wiki-Solar | https://www.wiki-solar.org
Baroo A | Solar |  | 20 | 27.36 | 71.961 |  |  | WKS0072288 | Wiki-Solar | https://www.wiki-solar.org
Barre | Solar |  | 10.5 | 29.876 | 75.477 |  |  | WKS0065600 | Wiki-Solar | https://www.wiki-solar.org
Barsinga Solaire | Solar |  | 5 | 27.4273 | 72.3885 |  |  | WKS0061159 | Wiki-Solar | https://www.wiki-solar.org
Basavanahalli | Solar |  | 10 | 14.022 | 77.044 |  |  | WKS0070832 | Wiki-Solar | https://www.wiki-solar.org
Basawaipalli | Solar |  | 4.4 | 16.623 | 77.89 |  |  | WKS0067280 | Wiki-Solar | https://www.wiki-solar.org
Bavadi Barsingha - Giriraj Solar Power Plant | Solar |  | 36.3 | 27.4387 | 72.3245 |  | Giriraj Enterprises | WRI1026121 | Lingandwi | http://sterlingandwilson.com/giriraj-enterprises-solar-rajasthan
Bavadi Barsingha - LEPL Solar Power Plant | Solar |  | 10 | 27.4523 | 72.3388 |  | LEPL Projects Limited | WRI1026122 | LEPL | http://www.lepl.in
Beas | Solar |  | 7.6 | 31.5462 | 75.3318 |  |  | WKS0064521 | Wiki-Solar | https://www.wiki-solar.org
Beechiganipalle | Solar |  | 10 | 13.944 | 77.518 |  |  | WKS0068266 | Wiki-Solar | https://www.wiki-solar.org
Beeragondanahalli | Solar |  | 50 | 14.175 | 75.725 |  |  | WKS0070777 | Wiki-Solar | https://www.wiki-solar.org
Behbalpur | Solar |  | 4 | 30.515 | 76.27 |  |  | WKS0067265 | Wiki-Solar | https://www.wiki-solar.org
Belagau Wind Farm | Wind |  | 1 | 26.7272 | 70.8304 |  |  | WRI1026090 | CDM | https://cdm.unfccc.int/filestorage/7/l/SG76AFZB9EYTJ4321MOWIKQ8PCDNXR.pdf/9684%20PDD.pdf?t=emF8b2pibm5jfDCvkTnPwzrrv5OWSd79JKVI
Belagwi Wind Turbines | Wind |  | 1.7 | 16.4961 | 74.5417 |  |  | WRI1026075 | CDM | https://cdm.unfccc.int/filestorage/t/h/3ZTDL1JSY8F96X7WM05GQEOBHVCRKU.pdf/PDD_0.85%20MW%20x%202%20Wind?t=OUd8b2pibmtifDA3QWPDKTd9w1VzFuhHzr3p
Belakavadi | Solar |  | 5 | 12.2549 | 77.1167 |  |  | WKS0064261 | Wiki-Solar | https://www.wiki-solar.org
Belgaum Gadag Wind Farm | Wind |  | 24.8 | 15.4038 | 75.5625 |  |  | WRI1026073 | CDM | https://cdm.unfccc.int/Projects/DB/DNV-CUK1204705646.68/view
Belgaum Wind farm | Wind |  | 50.4 | 15.9349 | 74.7007 |  |  | WRI1026074 | CDM | https://cdm.unfccc.int/filestorage/K/H/4/KH4609PBJU1SRCMD8W7FNQ2LTZGIO5/ENRE%20PDD%20version%205_0_21_12_2010%20Clean%20Mode.pdf?t=dWt8b2picnVxfDDdBloH5bI-0qA-0I--EtaE
Bellagurai | Solar |  | 40 | 15.775 | 76.85 |  |  | WKS0070770 | Wiki-Solar | https://www.wiki-solar.org
Bellampally | Solar |  | 15 | 19.02 | 79.42 |  |  | WKS0070919 | Wiki-Solar | https://www.wiki-solar.org
Bellari | Solar |  | 30 | 15.025 | 76.805 |  |  | WKS0068273 | Wiki-Solar | https://www.wiki-solar.org
Bemalkheda | Solar |  | 10 | 17.642 | 77.418 |  |  | WKS0067284 | Wiki-Solar | https://www.wiki-solar.org
Bera Wind Farm | Wind |  | 150 | 23.0544 | 68.8782 |  |  | WRI1026083 | CDM | https://cdm.unfccc.int/filestorage/z/g/GHX720LOZTBENA6IVS1PJCWF8YMKUD.pdf/2347%20Revised%20PDD.pdf?t=YUh8b2picHN3fDCY1tP_B8ik_E25vGal7UR-
Betwasiya | Solar |  | 5 | 26.789 | 72.938 |  |  | WKS0062062 | Wiki-Solar | https://www.wiki-solar.org
BhSP1 | Solar |  | 420 | 27.491 | 71.961 |  |  | WKS0069463 | Wiki-Solar | https://www.wiki-solar.org
BhSP1} Fortum | Solar |  | 70 | 27.484 | 71.957 |  |  | WKS0066889 | Wiki-Solar | https://www.wiki-solar.org
BhSP1} RSE1 | Solar |  | 70 | 27.492 | 71.948 |  |  | WKS0066891 | Wiki-Solar | https://www.wiki-solar.org
BhSP1} RSE2 | Solar |  | 70 | 27.489 | 71.958 |  |  | WKS0066892 | Wiki-Solar | https://www.wiki-solar.org
BhSP1} SD1 | Solar |  | 70 | 27.478 | 71.954 |  |  | WKS0066893 | Wiki-Solar | https://www.wiki-solar.org
BhSP1} SD2 | Solar |  | 70 | 27.467 | 71.96 |  |  | WKS0066894 | Wiki-Solar | https://www.wiki-solar.org
BhSP1} Yarrow | Solar |  | 70 | 27.472 | 71.96 |  |  | WKS0066890 | Wiki-Solar | https://www.wiki-solar.org
BhSP2 | Solar |  | 260 | 27.491 | 71.961 |  |  | WKS0069464 | Wiki-Solar | https://www.wiki-solar.org
BhSP2} Jakson | Solar |  | 65 | 27.492 | 71.904 |  |  | WKS0066866 | Wiki-Solar | https://www.wiki-solar.org
BhSP2} Tata | Solar |  | 65 | 27.496 | 71.953 |  |  | WKS0066875 | Wiki-Solar | https://www.wiki-solar.org
BhSP2} Vikram A | Solar |  | 65 | 27.498 | 71.92 |  |  | WKS0066873 | Wiki-Solar | https://www.wiki-solar.org
BhSP2} Vikram B | Solar |  | 65 | 27.498 | 71.92 |  |  | WKS0066874 | Wiki-Solar | https://www.wiki-solar.org
BhSP3 | Solar |  | 560 | 27.491 | 71.961 |  |  | WKS0069465 | Wiki-Solar | https://www.wiki-solar.org
BhSP3} Acme | Solar |  | 200 | 27.517 | 71.964 |  |  | WKS0069344 | Wiki-Solar | https://www.wiki-solar.org
BhSP3} SBG | Solar |  | 360 | 27.507 | 71.974 |  |  | WKS0069345 | Wiki-Solar | https://www.wiki-solar.org
BhSP4 | Solar |  | 210 | 27.491 | 71.961 |  |  | WKS0069466 | Wiki-Solar | https://www.wiki-solar.org
BhSP4} Avaada | Solar |  | 60 | 27.486 | 71.978 |  |  | WKS0069342 | Wiki-Solar | https://www.wiki-solar.org
BhSP4} Phelan | Solar |  | 50 | 27.467 | 71.975 |  |  | WKS0069341 | Wiki-Solar | https://www.wiki-solar.org
BhSP4} SBG | Solar |  | 100 | 27.47 | 71.988 |  |  | WKS0069343 | Wiki-Solar | https://www.wiki-solar.org
BhSP} Arjun | Solar |  | 5 | 27.5407 | 71.9142 |  |  | WKS0062573 | Wiki-Solar | https://www.wiki-solar.org
BhSP} Energo | Solar |  | 10 | 27.528 | 71.932 |  |  | WKS0062576 | Wiki-Solar | https://www.wiki-solar.org
BhSP} Essel | Solar |  | 20 | 27.519 | 71.931 |  |  | WKS0062571 | Wiki-Solar | https://www.wiki-solar.org
BhSP} Roha | Solar |  | 27.6 | 27.541 | 71.921 |  |  | WKS0062577 | Wiki-Solar | https://www.wiki-solar.org
BhSP} Sidhi | Solar |  | 5.5 | 27.541 | 71.916 |  |  | WKS0064115 | Wiki-Solar | https://www.wiki-solar.org
BhSP} Star | Solar |  | 5 | 27.526 | 71.935 |  |  | WKS0062574 | Wiki-Solar | https://www.wiki-solar.org
BhSP} Sungold | Solar |  | 5 | 27.5409 | 71.9114 |  |  | WKS0062575 | Wiki-Solar | https://www.wiki-solar.org
Bhadrada | Solar |  | 5 | 23.678 | 71.563 |  |  | WKS0062056 | Wiki-Solar | https://www.wiki-solar.org
Bhadrada Solar Power Plant | Solar |  | 5 | 23.6688 | 71.5782 |  | Lanco Solar Energy Private Limited | WRI1026123 | Lancosola | http://www.lancosolar.com
Bhagavathikere | Solar |  | 10 | 14.074 | 76.72 |  |  | WKS0067289 | Wiki-Solar | https://www.wiki-solar.org
Bhagwanpura | Solar |  | 106 | 24.688 | 75.13 |  |  | WKS0061870 | Wiki-Solar | https://www.wiki-solar.org
Bhainsa Suzlon | Solar |  | 15 | 19.135 | 77.985 |  |  | WKS0067079 | Wiki-Solar | https://www.wiki-solar.org
Bhalki | Solar |  | 20 | 18.082 | 77.13 |  |  | WKS0067024 | Wiki-Solar | https://www.wiki-solar.org
Bhambuo Ki Dhani | Solar |  | 5 | 26.744 | 72.983 |  |  | WKS0062462 | Wiki-Solar | https://www.wiki-solar.org
Bhat Khedi Wind Farm | Wind |  | 98.7 | 23.6756 | 75.0565 |  |  | WRI1026088 | CDM | https://cdm.unfccc.int/filestorage/h/l/W9FUXHOTR0Y5V2KQBIS4MPN17JEZLC.pdf/PDD%20-%2098.7%20MW%20wind%20power%20project%20at%20Ratlam%20in%20Madhya%20Pradesh%20by%20DJ%20Energy%20Private%20Limited.pdf?t=R2x8b2picWpsfDACMivhrOTU62i3hfmcbopg
Bhatakumarada | Solar |  | 40 | 19.43 | 84.895 |  |  | WKS0070800 | Wiki-Solar | https://www.wiki-solar.org
Bhatkota Solar Power Plant | Solar |  | 3 | 23.5594 | 73.286 |  | Abellon CleanEnergy Limited | WRI1026124 | CleanEnerg teLeanenergy | http://www.abelloncleanenergy.com
Bhensarwas | Solar |  | 51 | 24.525 | 77.62 |  |  | WKS0067005 | Wiki-Solar | https://www.wiki-solar.org
Bhetanai-Bhejiput | Solar |  | 40 | 19.665 | 84.73 |  |  | WKS0070801 | Wiki-Solar | https://www.wiki-solar.org
Bhonigir Acme | Solar |  | 50 | 17.595 | 78.82 |  |  | WKS0067118 | Wiki-Solar | https://www.wiki-solar.org
Bibiyapur | Solar |  | 10 | 27.587 | 79.731 |  |  | WKS0073924 | Wiki-Solar | https://www.wiki-solar.org
Bid Madhopur | Solar |  | 5 | 23.946 | 76.031 |  |  | WKS0065931 | Wiki-Solar | https://www.wiki-solar.org
Bid Pipalya | Solar |  | 5 | 23.942 | 76.039 |  |  | WKS0065932 | Wiki-Solar | https://www.wiki-solar.org
Bidar C | Solar |  | 15 | 17.7763 | 77.4391 |  |  | WKS0074106 | Wiki-Solar | https://www.wiki-solar.org
Bidar D | Solar |  | 8 | 17.774 | 77.463 |  |  | WKS0074107 | Wiki-Solar | https://www.wiki-solar.org
Bidar E | Solar |  | 15 | 17.925 | 77.368 |  |  | WKS0074108 | Wiki-Solar | https://www.wiki-solar.org
Bidar Rural | Solar |  | 20 | 17.92 | 77.378 |  |  | WKS0067017 | Wiki-Solar | https://www.wiki-solar.org
Bijapur Essel 3 | Solar |  | 5 | 16.872 | 75.712 |  |  | WKS0070405 | Wiki-Solar | https://www.wiki-solar.org
Bindpuri | Solar |  | 5 | 25.906 | 79.917 |  |  | WKS0070882 | Wiki-Solar | https://www.wiki-solar.org
Birami | Solar |  | 30 | 25.337 | 73.221 |  |  | WKS0068264 | Wiki-Solar | https://www.wiki-solar.org
Birmani JBGC | Solar |  | 5 | 25.27 | 77.19 |  |  | WKS0064339 | Wiki-Solar | https://www.wiki-solar.org
Birmani RGP | Solar |  | 8 | 25.275 | 77.19 |  |  | WKS0064340 | Wiki-Solar | https://www.wiki-solar.org
Birmani SRI | Solar |  | 5 | 25.28 | 77.19 |  |  | WKS0064341 | Wiki-Solar | https://www.wiki-solar.org
Bithuja | Solar |  | 5.2 | 25.8038 | 72.2886 |  |  | WKS0062581 | Wiki-Solar | https://www.wiki-solar.org
Bitta Solar Power Plant | Solar |  | 40 | 23.2579 | 69.0255 |  | Adani Power Limited | WRI1026125 | Adani Power Limite r Er | http://www.adanipower.com
Bodhare | Solar |  | 50 | 20.375 | 75.04 |  |  | WKS0070759 | Wiki-Solar | https://www.wiki-solar.org
Boha Solar Power Plant | Solar |  | 4.2 | 29.8504 | 75.49 |  | Madhav Solar Private Limited | WRI1026126 | Madhav Group | http://www.madhavcorp.com
Boinpally | Solar |  | 9 | 16.742 | 78.357 |  |  | WKS0067278 | Wiki-Solar | https://www.wiki-solar.org
Bolangir | Solar |  | 25 | 20.553 | 83.371 |  |  | WKS0067291 | Wiki-Solar | https://www.wiki-solar.org
Bonada Solar Power Plant | Solar |  | 1 | 26.5249 | 71.5212 |  | Rays Power Private Limited | WRI1026127 | Power Private edM/Pdf | http://www.rrecl.com/PDF/Details%20of%20Rajasthan.pdf
Boram Palli | Solar |  | 20 | 14.577 | 77.186 |  |  | WKS0061165 | Wiki-Solar | https://www.wiki-solar.org
Boya | Solar |  | 10 | 25.168 | 73.25 |  |  | WKS0065800 | Wiki-Solar | https://www.wiki-solar.org
Byadagi | Solar |  | 20 | 14.673 | 75.514 |  |  | WKS0067025 | Wiki-Solar | https://www.wiki-solar.org
CHAKABURA TPP | Coal | Oil | 60 | 22.3932 | 82.5532 | 2010 |  | IND0000072 | Central Electricity Authority | http://www.cea.nic.in/
CHAMERA II | Hydro |  | 300 | 32.4734 | 76.2552 | 2003 |  | IND0000073 | Central Electricity Authority | http://www.cea.nic.in/
CHAMERA-I | Hydro |  | 540 | 32.5966 | 75.9857 | 1994 |  | IND0000074 | Central Electricity Authority | http://www.cea.nic.in/
CHAMERA-III | Hydro |  | 231 | 32.4733 | 76.44 | 2012 |  | IND0000075 | Central Electricity Authority | http://www.cea.nic.in/
CHANDA CEMENT WORKS | Coal |  | 40 | 19.9213 | 79.1133 |  | Acc Acc ltd | WRI1019947 | Acc Acc ltd | http://www.acclimited.com/
CHANDERIA CEMENT WORKS | Coal |  | 35 | 24.9293 | 74.6367 |  | Birla Corp ltd | WRI1019886 | Birla Corp ltd | http://www.birlacorporation.com/
CHANDERIA SMELTER | Coal |  | 234 | 24.9637 | 74.6656 |  | Hindustan Zinc ltd | WRI1019887 | Hindustan Zinc ltd | http://www.hzlindia.com/
CHANDRAPUR GUPTA | Coal |  | 120 | 19.93 | 79.1346 |  | Gupta Ltd gepl) | WRI1019948 | Gupta Ltd gepl) | http://guptacoal.com/
CHANDRAPUR MANIKGHAR | Coal |  | 10 | 19.7218 | 79.1757 |  | Manikghar Cement co | WRI1019949 | Manikghar Cement co | http://www.manikgarhcement.com/
CHANDRAPURA | Coal | Oil | 630 | 23.7376 | 86.1273 | 2000 |  | IND0000078 | Central Electricity Authority | http://www.cea.nic.in/
CHANDRAPUR_Coal | Coal | Oil | 2920 | 20.0063 | 79.29 | 1999 |  | IND0000076 | Central Electricity Authority | http://www.cea.nic.in/
CHANJU-I | Hydro |  | 36 | 32.7369 | 76.2477 | 2017 |  | IND0000515 | Central Electricity Authority | http://www.cea.nic.in/
CHEMBUKADAVU-II | Hydro |  | 3.75 | 11.4645 | 76.0376 | 2004 |  | IND0000079 | Central Electricity Authority | http://www.cea.nic.in/
CHENANI I to III | Hydro |  | 32.8 | 32.9578 | 75.1705 | 1980 |  | IND0000080 | Central Electricity Authority | http://www.cea.nic.in/
CHHABRA TPS | Coal | Oil | 2320 | 24.6217 | 77.0357 | 2015 |  | IND0000081 | Central Electricity Authority | http://www.cea.nic.in/
CHIBRO (YAMUNA) | Hydro |  | 240 | 30.5559 | 77.7915 | 1975 |  | IND0000082 | Central Electricity Authority | http://www.cea.nic.in/
CHILLA | Hydro |  | 144 | 29.976 | 78.2203 | 1980 |  | IND0000083 | Central Electricity Authority | http://www.cea.nic.in/
CHUTAK | Hydro |  | 44 | 34.4903 | 76.1137 | 2012 |  | IND0000084 | Central Electricity Authority | http://www.cea.nic.in/
CHUZACHEN | Hydro |  | 110 | 27.2093 | 88.6659 | 2013 |  | IND0000085 | Central Electricity Authority | http://www.cea.nic.in/
CORE GREEN SUGAR | Biomass |  | 24 | 16.5471 | 77.0825 |  | Core Fuels ltd | WRI1019911 | Core Fuels ltd | http://www.coregreen.in/
ChSP} AES | Solar |  | 14.9 | 23.908 | 71.212 |  |  | WKS0061226 | Wiki-Solar | https://www.wiki-solar.org
ChSP} Alex | Solar |  | 25.1 | 23.915 | 71.217 |  |  | WKS0061227 | Wiki-Solar | https://www.wiki-solar.org
ChSP} Astra Solren I | Solar |  | 40 | 23.92 | 71.18 |  |  | WKS0068384 | Wiki-Solar | https://www.wiki-solar.org
ChSP} Astra Solren II | Solar |  | 25 | 23.926 | 71.214 |  |  | WKS0070932 | Wiki-Solar | https://www.wiki-solar.org
ChSP} Avtar | Solar |  | 5 | 23.916 | 71.1922 |  |  | WKS0061228 | Wiki-Solar | https://www.wiki-solar.org
ChSP} Emami | Solar |  | 10.1 | 23.9021 | 71.2015 |  |  | WKS0061224 | Wiki-Solar | https://www.wiki-solar.org
ChSP} GAC | Solar |  | 15 | 23.908 | 71.216 |  |  | WKS0069524 | Wiki-Solar | https://www.wiki-solar.org
ChSP} GIPCL B4a | Solar |  | 40 | 23.904 | 71.184 |  |  | WKS0068382 | Wiki-Solar | https://www.wiki-solar.org
ChSP} GIPCL B4b | Solar |  | 40 | 23.911 | 71.185 |  |  | WKS0068383 | Wiki-Solar | https://www.wiki-solar.org
ChSP} GMR | Solar |  | 25 | 23.9027 | 71.1935 |  |  | WKS0061219 | Wiki-Solar | https://www.wiki-solar.org
ChSP} GPC | Solar |  | 5 | 23.8892 | 71.2049 |  |  | WKS0061223 | Wiki-Solar | https://www.wiki-solar.org
ChSP} GSPC | Solar |  | 5 | 23.8829 | 71.1915 |  |  | WKS0061232 | Wiki-Solar | https://www.wiki-solar.org
ChSP} Kindle | Solar |  | 50 | 23.903 | 71.233 |  |  | WKS0067229 | Wiki-Solar | https://www.wiki-solar.org
ChSP} Kiran | Solar |  | 20.1 | 23.901 | 71.215 |  |  | WKS0061231 | Wiki-Solar | https://www.wiki-solar.org
ChSP} Lanco | Solar |  | 15 | 23.911 | 71.194 |  |  | WKS0061233 | Wiki-Solar | https://www.wiki-solar.org
ChSP} MB | Solar |  | 25 | 23.908 | 71.222 |  |  | WKS0064174 | Wiki-Solar | https://www.wiki-solar.org
ChSP} NKG | Solar |  | 10 | 23.8994 | 71.1935 |  |  | WKS0061220 | Wiki-Solar | https://www.wiki-solar.org
ChSP} NSM_P2B4 GJ-O5/001 | Solar |  | 50 | 23.883 | 71.195 |  |  | WKS0068583 | Wiki-Solar | https://www.wiki-solar.org
ChSP} NSM_P2B4 GJ-O6/001 | Solar |  | 50 | 23.894 | 71.188 |  |  | WKS0068584 | Wiki-Solar | https://www.wiki-solar.org
ChSP} NSM_P2B4 GJ-O7/001 | Solar |  | 50 | 23.907 | 71.199 |  |  | WKS0068585 | Wiki-Solar | https://www.wiki-solar.org
ChSP} Orange B4 | Solar |  | 40 | 23.893 | 71.197 |  |  | WKS0068385 | Wiki-Solar | https://www.wiki-solar.org
ChSP} Palace | Solar |  | 15 | 23.9091 | 71.2107 |  |  | WKS0061229 | Wiki-Solar | https://www.wiki-solar.org
ChSP} Renew B4 | Solar |  | 40 | 23.909 | 71.205 |  |  | WKS0068586 | Wiki-Solar | https://www.wiki-solar.org
ChSP} Roha | Solar |  | 25 | 23.9145 | 71.189 |  |  | WKS0061222 | Wiki-Solar | https://www.wiki-solar.org
ChSP} SJVNL | Solar |  | 25 | 23.897 | 71.225 |  |  | WKS0068282 | Wiki-Solar | https://www.wiki-solar.org
ChSP} SJVNL1 | Solar |  | 5 | 23.897 | 71.22 |  |  | WKS0064848 | Wiki-Solar | https://www.wiki-solar.org
ChSP} SJVNL2 | Solar |  | 20 | 23.897 | 71.225 |  |  | WKS0068281 | Wiki-Solar | https://www.wiki-solar.org
ChSP} Sun Clean | Solar |  | 6 | 23.895 | 71.222 |  |  | WKS0061225 | Wiki-Solar | https://www.wiki-solar.org
ChSP} SunEdison | Solar |  | 25 | 23.9 | 71.209 |  |  | WKS0061221 | Wiki-Solar | https://www.wiki-solar.org
ChSP} Surana | Solar |  | 5 | 23.8896 | 71.2065 |  |  | WKS0061234 | Wiki-Solar | https://www.wiki-solar.org
ChSP} Tata | Solar |  | 25 | 23.929 | 71.206 |  |  | WKS0068587 | Wiki-Solar | https://www.wiki-solar.org
ChSP} Torrent | Solar |  | 51 | 23.893 | 71.211 |  |  | WKS0067227 | Wiki-Solar | https://www.wiki-solar.org
ChSP} Yantra | Solar |  | 4.9 | 23.8929 | 71.205 |  |  | WKS0062591 | Wiki-Solar | https://www.wiki-solar.org
ChSP} ZF | Solar |  | 5 | 23.9033 | 71.209 |  |  | WKS0061235 | Wiki-Solar | https://www.wiki-solar.org
Chadiyana 10 | Solar |  | 10 | 23.695 | 71.566 |  |  | WKS0061854 | Wiki-Solar | https://www.wiki-solar.org
Chadiyana 5 | Solar |  | 5 | 23.6924 | 71.5682 |  |  | WKS0061853 | Wiki-Solar | https://www.wiki-solar.org
Chagi | Solar |  | 39 | 15.524 | 77.266 |  |  | WKS0070831 | Wiki-Solar | https://www.wiki-solar.org
Chahitara | Solar |  | 20 | 25.558 | 80.332 |  |  | WKS0073923 | Wiki-Solar | https://www.wiki-solar.org
Challakere | Solar |  | 10 | 14.2 | 76.69 |  |  | WKS0071319 | Wiki-Solar | https://www.wiki-solar.org
Chamrajanagara | Solar |  | 20 | 11.895 | 76.935 |  |  | WKS0067026 | Wiki-Solar | https://www.wiki-solar.org
Chandapur | Solar |  | 10 | 14.965 | 75.186 |  |  | WKS0068590 | Wiki-Solar | https://www.wiki-solar.org
Chandrapur Solar Power Plant | Solar |  | 5 | 20.0209 | 79.2712 |  | Maharashtra State Power Generation Co Ltd (MAHAGENCO) | WRI1026128 | Maharashtra State Power Generation Co Ltd (MAHAGENCO) | http://mahagenco.in
Channapatanna | Solar |  | 20 | 12.696 | 77.108 |  |  | WKS0067027 | Wiki-Solar | https://www.wiki-solar.org
Charanka Solar Power Plant | Solar |  | 221 | 23.907 | 71.1881 |  | Charanka Solar Park | WRI1026129 | Solar for India | https://natgrp.org/charanka-gujarat-solar-park/
Chatgaon Telgaon | Solar |  | 50 | 18.97 | 76.215 |  |  | WKS0068850 | Wiki-Solar | https://www.wiki-solar.org
Chegunta | Solar |  | 7 | 18.039 | 78.454 |  |  | WKS0068242 | Wiki-Solar | https://www.wiki-solar.org
Chengam | Solar |  | 36 | 12.344 | 78.947 |  |  | WKS0068268 | Wiki-Solar | https://www.wiki-solar.org
Chennur | Solar |  | 10 | 18.783 | 79.727 |  |  | WKS0070860 | Wiki-Solar | https://www.wiki-solar.org
Chhadavada Wind Farm | Wind |  | 21 | 23.2443 | 70.4603 |  | India Oil Corporation Limited | WRI1026672 | CDM | https://cdm.unfccc.int/Projects/DB/DNV-CUK1304071464.49/view
Chharrah | Solar |  | 10 | 23.385 | 86.385 |  |  | WKS0070889 | Wiki-Solar | https://www.wiki-solar.org
Chikkanayakanahalli | Solar |  | 20 | 13.42 | 76.605 |  |  | WKS0067030 | Wiki-Solar | https://www.wiki-solar.org
Chikkodi | Solar |  | 20 | 16.449 | 74.551 |  |  | WKS0067029 | Wiki-Solar | https://www.wiki-solar.org
Chillkepally | Solar |  | 8 | 17.683 | 77.723 |  |  | WKS0070930 | Wiki-Solar | https://www.wiki-solar.org
Chiluah | Solar |  | 10 | 27.608 | 79.684 |  |  | WKS0073922 | Wiki-Solar | https://www.wiki-solar.org
Chilveru | Solar |  | 8 | 16.759 | 78.257 |  |  | WKS0064630 | Wiki-Solar | https://www.wiki-solar.org
Chincholli | Solar |  | 20 | 17.402 | 77.381 |  |  | WKS0067031 | Wiki-Solar | https://www.wiki-solar.org
Chingerbandh Solar Power Plant | Solar |  | 5 | 20.6729 | 83.1107 |  | Alex Green Energy Private Limited | WRI1026130 | P3 Green | http://www.p3green.com
Chittapura | Solar |  | 20 | 17.235 | 77.055 |  |  | WKS0067032 | Wiki-Solar | https://www.wiki-solar.org
Choharianwali | Solar |  | 25 | 30.401 | 74.078 |  |  | WKS0072801 | Wiki-Solar | https://www.wiki-solar.org
Chudiyala Omkar 1 | Solar |  | 10 | 29.868 | 77.736 |  |  | WKS0067147 | Wiki-Solar | https://www.wiki-solar.org
Chudiyala Omkar 2 | Solar |  | 10 | 29.877 | 77.733 |  |  | WKS0067149 | Wiki-Solar | https://www.wiki-solar.org
Chudiyala Omkar 3 | Solar |  | 10 | 29.88 | 77.739 |  |  | WKS0067151 | Wiki-Solar | https://www.wiki-solar.org
Chudiyala Profigate 1 | Solar |  | 5 | 29.917 | 77.75 |  |  | WKS0067150 | Wiki-Solar | https://www.wiki-solar.org
Chudiyala Profigate 2 | Solar |  | 5 | 29.918 | 77.755 |  |  | WKS0067152 | Wiki-Solar | https://www.wiki-solar.org
Chudiyala Rays | Solar |  | 20 | 29.874 | 77.757 |  |  | WKS0067137 | Wiki-Solar | https://www.wiki-solar.org
Chukoda | Solar |  | 50 | 19.505 | 75.055 |  |  | WKS0068388 | Wiki-Solar | https://www.wiki-solar.org
Civil Lines | Solar |  | 10 | 21.22 | 81.7 |  |  | WKS0070874 | Wiki-Solar | https://www.wiki-solar.org
Cochin COK | Solar |  | 12 | 10.157 | 76.384 |  |  | WKS0066093 | Wiki-Solar | https://www.wiki-solar.org
Cochin COK II | Solar |  | 10 | 10.149 | 76.3907 |  |  | WKS0069741 | Wiki-Solar | https://www.wiki-solar.org
Coimbatore | Solar |  | 10 | 11.143 | 76.95 |  |  | WKS0073472 | Wiki-Solar | https://www.wiki-solar.org
D.P.L. | Coal | Oil | 660 | 23.5211 | 87.3023 | 2005 |  | IND0000087 | Central Electricity Authority | http://www.cea.nic.in/
DADRI (NCTPP) | Coal | Oil | 1820 | 28.603 | 77.6078 | 2001 |  | IND0000088 | Central Electricity Authority | http://www.cea.nic.in/
DADRI GT | Gas | Oil | 829.78 | 28.5932 | 77.6101 | 1992 |  | IND0000089 | Central Electricity Authority | http://www.cea.nic.in/
DAE RAJASTHAN | Nuclear |  | 100 | 24.8747 | 75.6189 | 1972 |  | IND0000086 | Central Electricity Authority | http://www.cea.nic.in/
DAHANU FRESNEL | Coal |  | 100 | 26.7803 | 72.0091 |  | Reliance Power ltd | WRI1019902 | Reliance Power Ltd | http://www.reliancepower.co.in/
DAMODARAM SANJEEVAIAH | Coal | Oil | 1600 | 14.3444 | 80.1264 | 2014 |  | IND0000090 | Central Electricity Authority | http://www.cea.nic.in/
DANAPUR BMM | Coal |  | 25 | 15.1707 | 76.377 |  | Bmm Pvt ltd | WRI1019912 | Bmm Pvt ltd | http://jobs.cari.co.in/jobs/bmm-ispat-ltd
DAUND SUGAR | Biomass |  | 30 | 18.4271 | 74.6338 |  | Daund Sugar ltd | WRI1019950 | Daund Sugar ltd | http://www.daundsugar.com/
DAVANGERE MILL | Biomass |  | 24 | 14.3277 | 75.8808 |  | Davangere Co ltd | WRI1019914 | Davangere Co ltd | http://biomass-power.industry-focus.net/karnataka-biomass-projects/148-davangere-sugar-co-to-set-up-30-mw-biomass-power-project-davangere-sugar-co-to-set-up-30-mw-biomass-power-project.html
DEHAR | Hydro |  | 990 | 31.4133 | 76.8686 | 1979 |  | IND0000091 | Central Electricity Authority | http://www.cea.nic.in/
DERANG | Coal | Oil | 1200 | 21.1238 | 84.9843 | 2014 |  | IND0000092 | Central Electricity Authority | http://www.cea.nic.in/
DGEN MEGA CCCP | Gas |  | 1200 | 21.6923 | 72.6215 | 2014 |  | IND0000093 | Central Electricity Authority | http://www.cea.nic.in/
DHAKRANI | Hydro |  | 33.75 | 30.4561 | 77.7368 | 1967 |  | IND0000094 | Central Electricity Authority | http://www.cea.nic.in/
DHALIPUR | Hydro |  | 51 | 30.4354 | 77.6821 | 1967 |  | IND0000095 | Central Electricity Authority | http://www.cea.nic.in/
DHANU | Coal | Oil | 500 | 19.9545 | 72.7478 | 1995 |  | IND0000096 | Central Electricity Authority | http://www.cea.nic.in/
DHARIWAL INF TPP | Coal | Oil | 600 | 20.0102 | 79.2033 | 2013 |  | IND0000097 | Central Electricity Authority | http://www.cea.nic.in/
DHAULI GANGA | Hydro |  | 280 | 29.8783 | 80.5727 | 2005 |  | IND0000098 | Central Electricity Authority | http://www.cea.nic.in/
DHOLPUR | Gas |  | 330 | 26.7024 | 77.8492 | 2007 |  | IND0000099 | Central Electricity Authority | http://www.cea.nic.in/
DHUVARAN CCPP | Gas |  | 595.2 | 22.2396 | 72.752 | 2010 |  | IND0000101 | Central Electricity Authority | http://www.cea.nic.in/
DIGHE WORKS | Oil |  | 22 | 19.1896 | 73.004 |  | Mukand Mukand ltd | WRI1019951 | Mukand Mukand ltd | http://www.mukand.com/
DIKCHU | Hydro |  | 96 | 27.4028 | 88.5247 | 2017 |  | IND0000528 | Central Electricity Authority | http://www.cea.nic.in/
DLF | Gas |  | 15.5 | 24.8271 | 92.9737 | 1997 |  | IND0000103 | Central Electricity Authority | http://www.cea.nic.in/
DNYANESHWAR MILL | Biomass |  | 12.96 | 19.4496 | 75.0382 |  | Shri Ssk ltd | WRI1019952 | Shri Ssk ltd | http://dssk.co.in/
DOLVI ISPAT | Oil |  | 67.6 | 18.69 | 73.039 |  | Jsw Steel ltd | WRI1019953 | Jsw Steel ltd | http://www.jsw.in/
DONKARAYI | Hydro |  | 25 | 17.8994 | 81.8296 | 1983 |  | IND0000104 | Central Electricity Authority | http://www.cea.nic.in/
DOYANG | Hydro |  | 75 | 26.2325 | 94.2612 | 2000 |  | IND0000105 | Central Electricity Authority | http://www.cea.nic.in/
DUDH GANGA | Hydro |  | 24 | 16.3537 | 74.0095 | 2000 |  | IND0000106 | Central Electricity Authority | http://www.cea.nic.in/
DUGGAVATHI MILL | Biomass |  | 22 | 14.6284 | 75.8448 |  | Shamanur Sugars ltd | WRI1019915 | Shamanur Sugars ltd | http://www.tradeindia.com/Seller-5380843-SHAMANUR-SUGARS-LIMITED/
DULHASTI | Hydro |  | 390 | 33.3691 | 75.7985 | 2007 |  | IND0000107 | Central Electricity Authority | http://www.cea.nic.in/
DURG SPONGE IRON | Coal |  | 12.8 | 21.1878 | 81.2099 |  | Jai Industries ltd | WRI1019998 | Jai Industries ltd | https://www.jaibalajigroup.com/power.html
DURGAPUR | Coal | Oil | 210 | 23.531 | 87.25 | 1981 |  | IND0000108 | Central Electricity Authority | http://www.cea.nic.in/
DURGAPUR STEEL TPS | Coal | Oil | 1000 | 23.58 | 87.2043 | 2011 |  | IND0000109 | Central Electricity Authority | http://www.cea.nic.in/
Dadri ISCC | Solar |  | 14 | 28.5915 | 77.6099 |  |  | WKS0070999 | Wiki-Solar | https://www.wiki-solar.org
Dadri Solar Power Plant | Solar |  | 5 | 28.5787 | 77.6314 |  | Government of India | WRI1026131 | National Thermal Power Corporation (NTPC) | http://www.ntpc.co.in
Dahej | Solar |  | 10 | 21.694 | 72.604 |  |  | WKS0072490 | Wiki-Solar | https://www.wiki-solar.org
Dahri | Solar |  | 25 | 22.065 | 72.62 |  |  | WKS0073302 | Wiki-Solar | https://www.wiki-solar.org
Daisar | Solar |  | 20 | 23.925 | 71.522 |  |  | WKS0062599 | Wiki-Solar | https://www.wiki-solar.org
Dakor | Solar |  | 40 | 25.89 | 79.425 |  |  | WKS0070638 | Wiki-Solar | https://www.wiki-solar.org
Dammakhedi | Solar |  | 45.4 | 23.982 | 75.327 |  |  | WKS0068263 | Wiki-Solar | https://www.wiki-solar.org
Dammakhedi Fixed | Solar |  | 20 | 23.98 | 75.336 |  |  | WKS0065780 | Wiki-Solar | https://www.wiki-solar.org
Dammakhedi Tracker | Solar |  | 31 | 23.982 | 75.327 |  |  | WKS0068262 | Wiki-Solar | https://www.wiki-solar.org
Dandeli Mill | Gas |  | 20 | 15.2529 | 74.6283 |  | West Coast Paper Mills Ltd. | WRI1019913 | West Coast Paper Mills Ltd. | http://www.westcoastpaper.com/infrastructure/
Dariba | Solar |  | 4.8 | 24.954 | 74.132 |  |  | WKS0072750 | Wiki-Solar | https://www.wiki-solar.org
Daudpur | Solar |  | 25 | 24.599 | 84.686 |  |  | WKS0068853 | Wiki-Solar | https://www.wiki-solar.org
Daulat Pura | Solar |  | 25 | 30.087 | 74.039 |  |  | WKS0072806 | Wiki-Solar | https://www.wiki-solar.org
Debari | Solar |  | 12 | 24.6 | 73.821 |  |  | WKS0070921 | Wiki-Solar | https://www.wiki-solar.org
Deh OWM | Solar |  | 5 | 27.894 | 72.958 |  |  | WKS0064338 | Wiki-Solar | https://www.wiki-solar.org
Deh Solar Power Plant | Solar |  | 2 | 27.9253 | 72.8899 |  | Sanjeev Prakashan | WRI1026132 | Solar for India | https://natgrp.files.wordpress.com/solar-power-rajasthan-upto-march-2013.pdf
Deh Welspun | Solar |  | 5 | 27.907 | 72.953 |  |  | WKS0066853 | Wiki-Solar | https://www.wiki-solar.org
Dehriya Susner | Solar |  | 10 | 23.985 | 76.023 |  |  | WKS0071318 | Wiki-Solar | https://www.wiki-solar.org
Delhi DEL II | Solar |  | 5.7 | 28.555 | 77.085 |  |  | WKS0067736 | Wiki-Solar | https://www.wiki-solar.org
Dera Baba Jaimal Singh | Solar |  | 12 | 31.545 | 75.33 |  |  | WKS0070864 | Wiki-Solar | https://www.wiki-solar.org
Devadurga | Solar |  | 20 | 16.406 | 77.107 |  |  | WKS0067033 | Wiki-Solar | https://www.wiki-solar.org
Devgarh Wind Farm | Wind |  | 37.5 | 23.964 | 74.6215 |  |  | WRI1026089 | CDM | https://cdm.unfccc.int/filestorage/Y/I/R/YIR8M4NQJKLW63H1OZCGBTSA729PU5/37.5_MW_PDD_-_37.5_MW_Wind_power_project_at_Pratapgarh%2C_Rajasthan?t=WTF8b2pkZHAyfDApG31asZJ6b9TuTgaPGJDE
Dhabla Sondhya Solar Power Plant | Solar |  | 28.2 | 23.8267 | 75.8988 |  | Ujaas Energy Limited | WRI1026133 | Ujaas Energy Limited | http://ujaas.com
Dhama | Solar |  | 9.3 | 23.382 | 71.661 |  |  | WKS0061667 | Wiki-Solar | https://www.wiki-solar.org
Dhama Azure | Solar |  | 5 | 23.3754 | 71.6593 |  |  | WKS0062042 | Wiki-Solar | https://www.wiki-solar.org
Dhama ESP | Solar |  | 5 | 23.374 | 71.651 |  |  | WKS0062038 | Wiki-Solar | https://www.wiki-solar.org
Dhamalpur | Solar |  | 6 | 22.357 | 70.906 |  |  | WKS0067230 | Wiki-Solar | https://www.wiki-solar.org
Dhanera Solar Power Plant | Solar |  | 25 | 24.5216 | 72.1999 |  | Sand Land Real Estates Pvt Ltd | WRI1026134 | Est vt Arind | http://www.firstsolarind.com
Dhank - Aravali Solar Power Plant | Solar |  | 5 | 21.7766 | 70.0773 |  | Aravali Infrapower Private Limited (AIPL) | WRI1026135 | Aravali Infrapower Private Limited (AIPL) | http://www.aipl.in
Dhank CSTPL | Solar |  | 10 | 21.748 | 70.099 |  |  | WKS0061808 | Wiki-Solar | https://www.wiki-solar.org
Dhank GGEPL | Solar |  | 25 | 21.741 | 70.102 |  |  | WKS0061767 | Wiki-Solar | https://www.wiki-solar.org
Dhursar | Solar |  | 125 | 26.7846 | 72.0083 | 2014 | Reliance Power | WRI1020240 | National Renewable Energy Laboratory | http://www.nrel.gov/csp/solarpaces/project_detail.cfm/projectID=272
Dichpally | Solar |  | 143 | 18.635 | 78.24 |  |  | WKS0067110 | Wiki-Solar | https://www.wiki-solar.org
Digsar A | Solar |  | 25 | 22.725 | 71.442 |  |  | WKS0073445 | Wiki-Solar | https://www.wiki-solar.org
Diu | Solar |  | 9 | 20.707 | 70.954 |  |  | WKS0071752 | Wiki-Solar | https://www.wiki-solar.org
Diwakar | Solar |  | 100 | 27.7355 | 71.6917 | 2013 | Lanco Infratech | WRI1020241 | National Renewable Energy Laboratory | http://www.nrel.gov/csp/solarpaces/project_detail.cfm/projectID=258
Domagunda Mytrah | Solar |  | 15 | 18.276 | 78.469 |  |  | WKS0067099 | Wiki-Solar | https://www.wiki-solar.org
Dondlapalle | Solar |  | 25 | 16.887 | 78.084 |  |  | WKS0069357 | Wiki-Solar | https://www.wiki-solar.org
Dugar Solar Power Plant | Solar |  | 1 | 26.2776 | 72.651 |  | Sovox Renewables Private Limited | WRI1026136 | Sovox Renewables Private Limited | http://www.rrecl.com/PDF/Details%20of20Rajasthan.pdf
Durg | Solar |  | 10 | 21.523 | 81.275 |  |  | WKS0065667 | Wiki-Solar | https://www.wiki-solar.org
Durg II | Solar |  | 10 | 21.523 | 81.275 |  |  | WKS0066204 | Wiki-Solar | https://www.wiki-solar.org
Durg III | Solar |  | 10 | 21.523 | 81.275 |  |  | WKS0067155 | Wiki-Solar | https://www.wiki-solar.org
Durg IV | Solar |  | 30 | 21.523 | 81.275 |  |  | WKS0067156 | Wiki-Solar | https://www.wiki-solar.org
Durjani A | Solar |  | 20 | 27.348 | 71.995 |  |  | WKS0072289 | Wiki-Solar | https://www.wiki-solar.org
ELDARI | Hydro |  | 22.5 | 19.7197 | 76.733 | 1968 |  | IND0000111 | Central Electricity Authority | http://www.cea.nic.in/
EMCO Sonurle Wind Farm | Wind |  | 9 | 16.8265 | 73.9269 |  | EMCO Limited | WRI1026662 | CDM | https://cdm.unfccc.int/Projects/DB/PJR%20CDM1328594375.93/view
ESSAR GT IMP. | Gas |  | 515 | 21.111 | 72.655 | 1995 |  | IND0000114 | Central Electricity Authority | http://www.cea.nic.in/
Eenadu | Solar |  | 6.5 | 16.78 | 78.335 |  |  | WKS0062463 | Wiki-Solar | https://www.wiki-solar.org
Eluvanampatty | Solar |  | 30 | 10.134 | 77.689 |  |  | WKS0069519 | Wiki-Solar | https://www.wiki-solar.org
Enercon Babarzar Wind Farm | Wind |  | 11.2 | 22.1421 | 69.8442 |  | Enercon India Ltd. | WRI1026670 | CDM | https://cdm.unfccc.int/Projects/DB/URSCert1371557111.17/view
Enercon Chitradurga Wind Farm | Wind |  | 68.8 | 13.7276 | 76.5137 |  |  | WRI1026095 | CDM | https://cdm.unfccc.int/Projects/DB/DNV-CUK1185356859.49/view
Enercon Sonoshi Wind Farm | Wind |  | 20 | 19.6274 | 73.7839 |  | Enercon India Ltd. | WRI1026667 | CDM | https://cdm.unfccc.int/Projects/DB/DNV-CUK1279516994.31/view
Ettankulam | Solar |  | 20 | 8.853 | 77.605 |  |  | WKS0069557 | Wiki-Solar | https://www.wiki-solar.org
FARAKKA STPS | Coal | Oil | 2100 | 24.772 | 87.894 | 1995 |  | IND0000117 | Central Electricity Authority | http://www.cea.nic.in/
F_BAD CCGT | Gas |  | 431.586 | 28.3452 | 77.3615 | 1999 |  | IND0000115 | Central Electricity Authority | http://www.cea.nic.in/
Fatepur Emco | Solar |  | 5 | 23.396 | 71.639 |  |  | WKS0062036 | Wiki-Solar | https://www.wiki-solar.org
Fatepur MySolar | Solar |  | 30 | 23.419 | 71.62 |  |  | WKS0061816 | Wiki-Solar | https://www.wiki-solar.org
Frost International Palankottai Wind Farm | Wind |  | 4.25 | 9.1269 | 77.6458 |  | Frost International Limited | WRI1026653 | CDM | https://cdm.unfccc.int/Projects/DB/BVQI1354554757.67/view
G.I.P.C.L. GT | Gas |  | 310 | 22.3758 | 73.1017 | 1994 |  | IND0000118 | Central Electricity Authority | http://www.cea.nic.in/
GACL Kutch Wind Farm | Wind |  | 39 | 23.0272 | 69.9494 |  | Gujurat Alkalies and Chemicals Limited | WRI1026671 | CDM | https://cdm.unfccc.int/Projects/DB/RWTUV1346053136.1/view
GADARWARA | Coal | Oil | 800 | 22.8618 | 78.8648 | 2018 |  | IND0000539 | Central Electricity Authority | http://www.cea.nic.in/
GADEPAN WORKS | Gas |  | 35 | 25.1521 | 76.182 |  | Chambal & chem | WRI1019888 | Chambal & chem | http://chambalfertilisers.com/
GAJ | Hydro |  | 10.5 | 32.2417 | 76.2787 | 1996 |  | IND0000119 | Central Electricity Authority | http://www.cea.nic.in/
GAMA CCPP Module - 1 | Gas |  | 225 | 29.1411 | 78.9632 | 2016 |  | IND0000516 | Central Electricity Authority | http://www.cea.nic.in/
GANDHAR GT | Gas |  | 648 | 21.8242 | 73.1136 | 1994 |  | IND0000120 | Central Electricity Authority | http://www.cea.nic.in/
GANDHARBAL | Hydro |  | 15 | 34.2236 | 74.7781 | 1959 |  | IND0000121 | Central Electricity Authority | http://www.cea.nic.in/
GANDHI NAGAR | Coal | Oil | 630 | 25.2502 | 72.6765 | 1993 |  | IND0000122 | Central Electricity Authority | http://www.cea.nic.in/
GANDHI SAGAR | Hydro |  | 115 | 24.6997 | 75.5529 | 1961 |  | IND0000123 | Central Electricity Authority | http://www.cea.nic.in/
GANGUWAL | Hydro |  | 77.65 | 31.268 | 76.492 | 1957 |  | IND0000124 | Central Electricity Authority | http://www.cea.nic.in/
GAUTAMI CCCP | Gas |  | 468.57 | 17.0386 | 82.1286 | 2008 |  | IND0000125 | Central Electricity Authority | http://www.cea.nic.in/
GEPL | Coal | Oil | 120 | 19.9324 | 79.104 | 2012 |  | IND0000126 | Central Electricity Authority | http://www.cea.nic.in/
GFL Gudhepanchgani | Wind |  | 23.1 | 17.1309 | 73.9765 |  | GFL | WRI1026793 | CDM | https://cdm.unfccc.int/Projects/DB/RWTUV1202913883.06/view
GHANVI | Hydro |  | 22.5 | 31.5425 | 77.7786 | 2000 |  | IND0000127 | Central Electricity Authority | http://www.cea.nic.in/
GHAT PRABHA | Hydro |  | 32 | 16.1424 | 74.6447 | 1992 |  | IND0000128 | Central Electricity Authority | http://www.cea.nic.in/
GHATGHAR PSS | Hydro |  | 250 | 19.5334 | 73.6509 | 2008 |  | IND0000129 | Central Electricity Authority | http://www.cea.nic.in/
GHTP (LEH.MOH.) | Coal | Oil | 920 | 30.2666 | 75.1661 | 2003 |  | IND0000130 | Central Electricity Authority | http://www.cea.nic.in/
GHUGUS LMEL | Coal |  | 30 | 19.9306 | 79.12 |  | Lloyds Industries ltd | WRI1019955 | Lloyds Industries ltd | http://www.lloyds.in/
GIRI BATA | Hydro |  | 60 | 30.5307 | 77.4968 | 1978 |  | IND0000132 | Central Electricity Authority | http://www.cea.nic.in/
GIWPP Telagi | Wind |  | 23.1 | 14.6534 | 75.8613 |  | Bangalore Electricity Supply Company Limited | WRI1026658 | CDM | https://cdm.unfccc.int/Projects/DB/RWTUV1323884772.8/view
GMR WARORA TPP | Coal | Oil | 600 | 20.2723 | 78.9793 | 2013 |  | IND0000112 | Central Electricity Authority | http://www.cea.nic.in/
GODAVARI GT | Gas |  | 205.24 | 17.0587 | 82.3097 | 1997 |  | IND0000134 | Central Electricity Authority | http://www.cea.nic.in/
GOINDWAL SAHIB TPP | Coal | Oil | 540 | 31.3841 | 75.1464 | 2016 |  | IND0000136 | Central Electricity Authority | http://www.cea.nic.in/
GRACE INDUSTRIES | Coal |  | 25 | 20.0058 | 79.1845 |  | Grace Industries ltd | WRI1019956 | Grace Industries ltd | http://www.graceindustries.com/
GREL CCPP (RAJAMUNDRY) | Gas |  | 768 | 16.9248 | 81.8111 | 2015 |  | IND0000137 | Central Electricity Authority | http://www.cea.nic.in/
GRT 6 | Solar |  | 5 | 9.442 | 78.053 |  |  | WKS0067243 | Wiki-Solar | https://www.wiki-solar.org
GULBARGA CEMENT | Coal |  | 55 | 17.1084 | 77.1325 |  | Orient Cement ltd | WRI1019916 | Orient Cement ltd | http://www.orientcement.com/
GUMTI | Hydro |  | 15 | 23.4263 | 91.8223 | 1979 |  | IND0000135 | Central Electricity Authority | http://www.cea.nic.in/
Gadag Wind Farm | Wind |  | 25.6 | 15.3418 | 75.5868 |  |  | WRI1026072 | CDM | https://cdm.unfccc.int/Projects/DB/BVQI1239021527.94/view
Gadagi | Solar |  | 10 | 17.96 | 77.56 |  |  | WKS0073222 | Wiki-Solar | https://www.wiki-solar.org
Gadarpur Punj 1 | Solar |  | 10 | 29.065 | 79.197 |  |  | WKS0067141 | Wiki-Solar | https://www.wiki-solar.org
Gadarpur Punj 2 | Solar |  | 10 | 29.052 | 79.187 |  |  | WKS0067148 | Wiki-Solar | https://www.wiki-solar.org
Gadarpur Punj 3 | Solar |  | 10 | 29.085 | 79.283 |  |  | WKS0067153 | Wiki-Solar | https://www.wiki-solar.org
Gadarpur Sugar Mill | Solar |  | 12.5 | 29.05 | 79.22 |  |  | WKS0067138 | Wiki-Solar | https://www.wiki-solar.org
Gadhna | Solar |  | 5 | 27.475 | 72.388 |  |  | WKS0061732 | Wiki-Solar | https://www.wiki-solar.org
Gadna 1 Solar Power Plant | Solar |  | 3 | 27.4269 | 72.3896 |  | SunBorne Energy Gujarat | WRI1026137 | SunBorne Energy Gujarat One Private Limited | http://sunborneenergy.com
Gadna 2 Solar Power Plant | Solar |  | 5 | 27.4296 | 72.3969 |  | SunBorne Energy Gujarat | WRI1026138 | SunBorne Energy Gujarat One Private Limited | http://sunborneenergy.com
Gadwal Mytrah | Solar |  | 15 | 16.266 | 77.779 |  |  | WKS0067083 | Wiki-Solar | https://www.wiki-solar.org
Gadwal Vogt | Solar |  | 10 | 16.152 | 77.763 |  |  | WKS0068253 | Wiki-Solar | https://www.wiki-solar.org
Gajner BMD | Solar |  | 5.9 | 27.953 | 73.052 |  |  | WKS0062072 | Wiki-Solar | https://www.wiki-solar.org
Gajner Fonroche | Solar |  | 20 | 27.979 | 73.038 |  |  | WKS0061174 | Wiki-Solar | https://www.wiki-solar.org
Gajner LEPL 10 | Solar |  | 10 | 27.97 | 73.065 |  |  | WKS0061171 | Wiki-Solar | https://www.wiki-solar.org
Gamiwala 1 | Solar |  | 21 | 29.796 | 75.523 |  |  | WKS0062427 | Wiki-Solar | https://www.wiki-solar.org
Gamiwala 2 | Solar |  | 20 | 29.802 | 75.52 |  |  | WKS0070780 | Wiki-Solar | https://www.wiki-solar.org
Gandhinagar Solar Power Plant | Solar |  | 1 | 23.1534 | 72.669 |  | Pandit Deendayal Petrolium University (PDPU) | WRI1026139 | Pandit Deendayal Petrolium University (PDPU) | http://www.pdpu.ac.in
Gangakhed | Solar |  | 40 | 18.975 | 76.695 |  |  | WKS0070760 | Wiki-Solar | https://www.wiki-solar.org
Gangapura | Solar |  | 7 | 27.925 | 72.891 |  |  | WKS0064345 | Wiki-Solar | https://www.wiki-solar.org
Gangavati | Solar |  | 20 | 15.45 | 76.58 |  |  | WKS0067035 | Wiki-Solar | https://www.wiki-solar.org
Garacharma Solar Power Plant | Solar |  | 5 | 11.6117 | 92.7109 |  | National Thermal Power Corporation (NTPC) Limited | WRI1026140 | National Thermal Power Corporation (NTPC) | http://www.ntpc.co.in
Ghaggar Branch Canal | Solar |  | 7.6 | 29.894 | 75.772 |  |  | WKS0072804 | Wiki-Solar | https://www.wiki-solar.org
Ghaggar Link Canal | Solar |  | 7.6 | 30.503 | 76.34 |  |  | WKS0072803 | Wiki-Solar | https://www.wiki-solar.org
Ghanapur Solarpack | Solar |  | 15 | 16.624 | 78.044 |  |  | WKS0067092 | Wiki-Solar | https://www.wiki-solar.org
Ghataprabha | Solar |  | 40 | 16.23 | 74.77 |  |  | WKS0070764 | Wiki-Solar | https://www.wiki-solar.org
Ghattu | Solar |  | 39 | 16.133 | 77.558 |  |  | WKS0073221 | Wiki-Solar | https://www.wiki-solar.org
Godawari | Solar |  | 50 | 27.6003 | 72.2241 | 2013 | Godwari Green Energy Limited | WRI1020242 | National Renewable Energy Laboratory | http://www.nrel.gov/csp/solarpaces/project_detail.cfm/projectID=247
Godelai Solar Power Plant | Solar |  | 1 | 26.6532 | 72.5377 |  | Zamil New Delhi Infrastructure Private Limited | WRI1026141 | Ministry of New and Renewable Energy | http://mnre.gov.in/file-manager/UserFiles/State%20wise%20commissioning%20status%20of%20grid%20connected%20solar%20power%20projects/Rajasthan.pdf
Gollagudem | Solar |  | 5 | 16.859 | 81.359 |  |  | WKS0068753 | Wiki-Solar | https://www.wiki-solar.org
Gondri Solar Power Plant | Solar |  | 5 | 18.3055 | 76.6551 |  | Shree Saibaba Green Power Private Limited | WRI1026142 | Rajasthan Renewable Energy Corporation Limited (RREC) | http://energy.rajasthan.gov.in/content/dam/raj/energy/common/Details%20of%20commissioned%20Solar%20Projects%20.pdf
Gorsar Wind Farm | Wind |  | 7.5 | 21.3131 | 69.9187 |  |  | WRI1026081 | CDM | https://cdm.unfccc.int/filestorage/d/d/56KO8FQND07Y3H12PBALXWG9MRC4JV.pdf/PDD_-_GMDC_V05.pdf?t=bGh8b2pkZDEwfDAxL3Mrj_s1ZpnXL5ljSdCb
Govindpura A | Solar |  | 25 | 25.415 | 79.439 |  |  | WKS0069757 | Wiki-Solar | https://www.wiki-solar.org
Gowribidanuru | Solar |  | 20 | 13.615 | 77.54 |  |  | WKS0067036 | Wiki-Solar | https://www.wiki-solar.org
Gowriganipalli BGC | Solar |  | 4 | 13.7482 | 77.5527 |  |  | WKS0067271 | Wiki-Solar | https://www.wiki-solar.org
Gowriganipalli MV10 | Solar |  | 10.9 | 13.727 | 77.562 |  |  | WKS0067275 | Wiki-Solar | https://www.wiki-solar.org
Gowriganipalli MV5 | Solar |  | 5 | 13.726 | 77.562 |  |  | WKS0061744 | Wiki-Solar | https://www.wiki-solar.org
Goyalkhedi | Solar |  | 32 | 23.748 | 75.64 |  |  | WKS0065773 | Wiki-Solar | https://www.wiki-solar.org
Goyalri | Solar |  | 60 | 27.95 | 72.988 |  |  | WKS0070933 | Wiki-Solar | https://www.wiki-solar.org
Grewal Solar Power Plant | Solar |  | 1.8 | 30.4613 | 74.6188 |  | Solaer | WRI1026143 | Solaer | https://www.google.com/maps/d/embed?mid=1bXiXRcLRnBCUfpkHM2J5EVryhG4&ll=31.06035315253383%2C35.02284616406246&z=8
Gulabpura Solar Power Plant | Solar |  | 5 | 25.86 | 74.6567 |  | Amrit Energy Private Limited | WRI1026144 | Amrit Energy Private Limited | http://www.rrecl.com/PDF/Details%0Rajasthan.pdf
Gundlupet | Solar |  | 20 | 11.805 | 76.67 |  |  | WKS0067038 | Wiki-Solar | https://www.wiki-solar.org
Guntipally | Solar |  | 15 | 16.27 | 77.835 |  |  | WKS0070923 | Wiki-Solar | https://www.wiki-solar.org
Gurha SM | Solar |  | 10 | 27.859 | 72.841 |  |  | WKS0061775 | Wiki-Solar | https://www.wiki-solar.org
Gurha VS | Solar |  | 10 | 27.9 | 72.926 |  |  | WKS0066859 | Wiki-Solar | https://www.wiki-solar.org
Gurukul Narsan | Solar |  | 5 | 29.685 | 77.845 |  |  | WKS0067146 | Wiki-Solar | https://www.wiki-solar.org
Guttigoli | Solar |  | 135 | 16.135 | 75.27 |  |  | WKS0072324 | Wiki-Solar | https://www.wiki-solar.org
Gwal Pahari Solar Power Plant | Solar |  | 3 | 28.4272 | 77.1596 |  | Solar Energy Centre | WRI1026145 | Ministry of New and Renewable Energy | http://www.mnre.gov.in
HALDIA | Coal | Oil | 600 | 22.1042 | 88.1764 | 2015 |  | IND0000139 | Central Electricity Authority | http://www.cea.nic.in/
HAMPI | Hydro |  | 36 | 15.2615 | 76.3379 | 1961 |  | IND0000140 | Central Electricity Authority | http://www.cea.nic.in/
HAPURI MILL | Biomass |  | 24 | 16.6038 | 74.4045 |  | Jawahar Ssk ltd | WRI1019958 | Jawahar Ssk ltd | http://www.shamrajenercon.com/cer16.htm
HASDEOBANGO | Hydro |  | 120 | 22.604 | 82.5977 | 1994 |  | IND0000141 | Central Electricity Authority | http://www.cea.nic.in/
HAVALGA SUGAR | Biomass |  | 25.5 | 17.1202 | 76.4004 |  | Shree Sugars ltd | WRI1019917 | Shree Sugars ltd | http://www.renukasugars.com/
HAZIRA CCCP | Gas |  | 156.1 | 22.3256 | 69.7399 | 2001 |  | IND0000142 | Central Electricity Authority | http://www.cea.nic.in/
HAZIRA-GSECL | Gas |  | 351.43 | 21.1652 | 72.6613 | 2012 |  | IND0000143 | Central Electricity Authority | http://www.cea.nic.in/
HINGOLI MILL | Biomass |  | 18.9 | 19.2829 | 77.1384 |  | Purna Ssk ltd | WRI1019957 | Purna Ssk ltd | http://www.purnasakhar.com/
HIRAKUD I&II | Hydro |  | 347.5 | 21.5337 | 83.8754 | 1963 |  | IND0000144 | Central Electricity Authority | http://www.cea.nic.in/
HIRIYUR BIOMASS | Biomass |  | 25 | 13.9808 | 76.6279 |  | Rk Pvt ltd | WRI1019918 | Rk Pvt ltd | http://rkmpowergen.in/
HZL Gadag Wind Farm | Wind |  | 34.4 | 15.3654 | 75.5639 |  | Hindustan Zinc Ltd. | WRI1026795 | CDM | https://cdm.unfccc.int/Projects/DB/BVQI1208874936.63/view
HZL Nandurbar Maharashtra | Wind |  | 25.5 | 21.3027 | 74.3091 |  |  | WRI1026080 | CDM | https://cdm.unfccc.int/Projects/DB/DNV-CUK1351776938.73/view
HZL Palladum Wind Farm | Wind |  | 21 | 10.8674 | 77.4588 |  | HZL | WRI1026656 | CDM | https://cdm.unfccc.int/Projects/DB/DNV-CUK1352807242.64/view
HZL Parewar Wind Farm | Wind |  | 27.3 | 27.2492 | 70.6722 |  |  | WRI1026094 | CDM | https://cdm.unfccc.int/filestorage/x/_/BYO3D0NJE4W2ZULSAXTQC61IM5HV9R.pdf/7873-PDD-25%20Oct%2012.pdf?t=ZGh8b2pkZ3A5fDB5_GTLkYcWdSL2xW6rf1F3
HZL Samana Wind Farm | Wind |  | 88.8 | 22.0335 | 70.2313 |  | Hindustan Zinc Ltd. | WRI1026794 | CDM | https://cdm.unfccc.int/Projects/DB/BVQI1211956663.14/view
H_GANJ B | Coal | Oil | 605 | 28.0179 | 78.1326 | 2005 |  | IND0000138 | Central Electricity Authority | http://www.cea.nic.in/
Hanur | Solar |  | 20 | 12.15 | 77.215 |  |  | WKS0067049 | Wiki-Solar | https://www.wiki-solar.org
Harapanahalli GSC | Solar |  | 4 | 14.8062 | 76.1265 |  |  | WKS0067039 | Wiki-Solar | https://www.wiki-solar.org
Harapanahalli RBW | Solar |  | 14 | 14.792 | 76.085 |  |  | WKS0070920 | Wiki-Solar | https://www.wiki-solar.org
Hardhani 100 | Solar |  | 82 | 26.73 | 73.199 |  |  | WKS0065464 | Wiki-Solar | https://www.wiki-solar.org
Hardhani 20 | Solar |  | 20 | 26.73 | 73.199 |  |  | WKS0066856 | Wiki-Solar | https://www.wiki-solar.org
Hardhani 40A | Solar |  | 40 | 26.73 | 73.199 |  |  | WKS0068290 | Wiki-Solar | https://www.wiki-solar.org
Hardhani 40B | Solar |  | 40 | 26.73 | 73.199 |  |  | WKS0066854 | Wiki-Solar | https://www.wiki-solar.org
Harij | Solar |  | 30 | 23.715 | 71.875 |  |  | WKS0073925 | Wiki-Solar | https://www.wiki-solar.org
Harthikote | Solar |  | 10 | 14.131 | 76.695 |  |  | WKS0067285 | Wiki-Solar | https://www.wiki-solar.org
Harthikote A | Solar |  | 100 | 14.144 | 76.682 |  |  | WKS0070762 | Wiki-Solar | https://www.wiki-solar.org
Hilabeli | Solar |  | 10 | 21.697 | 70.02 |  |  | WKS0061635 | Wiki-Solar | https://www.wiki-solar.org
Hindol | Solar |  | 40 | 20.62 | 85.185 |  |  | WKS0070802 | Wiki-Solar | https://www.wiki-solar.org
Hirewaddatti Wind Farm | Wind |  | 49 | 15.1997 | 75.762 |  |  | WRI1026071 | CDM | https://cdm.unfccc.int/filestorage/s/x/8LZ62R4VIOK570F3AWSBNTUECYJ9XD.pdf/3_Revsied_PDD_JAL_2013_01_08_Clean_mode.pdf?t=VkZ8b2pkY2xwfDD7-5fVv-HnyeV-IOsi3cee
Holalkere | Solar |  | 20 | 13.99 | 76.372 |  |  | WKS0067040 | Wiki-Solar | https://www.wiki-solar.org
Holenarasipura | Solar |  | 20 | 12.755 | 76.204 |  |  | WKS0067041 | Wiki-Solar | https://www.wiki-solar.org
Honnali JK | Solar |  | 10 | 14.235 | 75.63 |  |  | WKS0068396 | Wiki-Solar | https://www.wiki-solar.org
Horti Solar Power Plant | Solar |  | 20 | 17.9054 | 76.3224 |  | Essel MP Energy Limited | WRI1026146 | Essel MP Energy Limited | http://www.esselgroup.com
Hothi | Solar |  | 16.2 | 17.613 | 77.571 |  |  | WKS0067260 | Wiki-Solar | https://www.wiki-solar.org
Humnabad | Solar |  | 20 | 17.733 | 77.211 |  |  | WKS0067044 | Wiki-Solar | https://www.wiki-solar.org
Hunagund | Solar |  | 15 | 16.008 | 76.04 |  |  | WKS0067045 | Wiki-Solar | https://www.wiki-solar.org
Hyderabad HYD | Solar |  | 5 | 17.2465 | 78.4016 |  |  | WKS0067729 | Wiki-Solar | https://www.wiki-solar.org
Hyderabad II | Solar |  | 5 | 17.2464 | 78.4049 |  |  | WKS0069856 | Wiki-Solar | https://www.wiki-solar.org
I.B.VALLEY | Coal | Oil | 420 | 21.6872 | 83.86 | 1994 |  | IND0000145 | Central Electricity Authority | http://www.cea.nic.in/
I.P.GT | Gas | Oil | 270 | 28.6194 | 77.2504 | 1989 |  | IND0000146 | Central Electricity Authority | http://www.cea.nic.in/
IDAMALAYAR | Hydro |  | 75 | 10.207 | 76.7137 | 1987 |  | IND0000148 | Central Electricity Authority | http://www.cea.nic.in/
IDUKKI | Hydro |  | 780 | 9.8503 | 77.0555 | 1980 |  | IND0000149 | Central Electricity Authority | http://www.cea.nic.in/
IEPL BELA TPP | Coal | Oil | 270 | 20.8102 | 79.0556 | 2013 |  | IND0000150 | Central Electricity Authority | http://www.cea.nic.in/
IL&FS Kaladeh Wind Farm | Wind |  | 24 | 22.8396 | 76.1906 |  | IL&FS Wind Power Limited | WRI1026766 | CDM | https://cdm.unfccc.int/Projects/DB/LRQA%20Ltd1346322352.66/view
IND BARATH TPP | Coal | Oil | 350 | 21.658 | 83.92 | 2016 |  | IND0000153 | Central Electricity Authority | http://www.cea.nic.in/
INDIA POWER TPP(HALDIA HIRANMAYE ) | Coal | Oil | 300 | 22.0774 | 88.0995 | 2017 |  | IND0000529 | Central Electricity Authority | http://www.cea.nic.in/
INDIRA SAGAR | Hydro |  | 1000 | 22.2791 | 76.4728 | 2004 |  | IND0000151 | Central Electricity Authority | http://www.cea.nic.in/
INDRA GANDHI STPP | Coal | Oil | 1500 | 28.4849 | 76.3754 | 2011 |  | IND0000154 | Central Electricity Authority | http://www.cea.nic.in/
ITPCL TPP | Coal | Oil | 1200 | 11.5214 | 79.7515 | 2015 |  | IND0000152 | Central Electricity Authority | http://www.cea.nic.in/
Icchawar | Solar |  | 9 | 23.033 | 77.06 |  |  | WKS0065937 | Wiki-Solar | https://www.wiki-solar.org
Idihalli AF | Solar |  | 10 | 13.833 | 77.34 |  |  | WKS0070032 | Wiki-Solar | https://www.wiki-solar.org
Idihalli CMS | Solar |  | 30 | 13.81 | 77.33 |  |  | WKS0069239 | Wiki-Solar | https://www.wiki-solar.org
Indi Essel | Solar |  | 20 | 17.024 | 75.827 |  |  | WKS0067046 | Wiki-Solar | https://www.wiki-solar.org
Indi Rays | Solar |  | 5 | 17.17 | 75.93 |  |  | WKS0064392 | Wiki-Solar | https://www.wiki-solar.org
Indiranagar | Solar |  | 7 | 14.178 | 77.44 |  |  | WKS0069948 | Wiki-Solar | https://www.wiki-solar.org
Ingaleshwar Wind Farm | Wind |  | 100.8 | 16.6208 | 76.0223 |  | Fortune Five Hydel Projects Limited | WRI1026661 | CDM | https://cdm.unfccc.int/Projects/DB/DNV-CUK1351166669.28/view
Isanpur Solar Power Plant | Solar |  | 1 | 22.4809 | 72.5235 |  | Harsha Engineers Limited | WRI1026147 | Harsha Engineers Limited | http://harshaengineers.com
Islamwadi | Solar |  | 50 | 19.715 | 75.94 |  |  | WKS0070757 | Wiki-Solar | https://www.wiki-solar.org
Itnal Solar Power Plant | Solar |  | 3 | 16.4018 | 74.6641 |  | Karnataka Power Corporation Limited | WRI1026148 | Karnataka Power Corporation Limited | http://karnatakapower.com
Ittagi Hero | Solar |  | 40 | 14.96 | 76.045 |  |  | WKS0070769 | Wiki-Solar | https://www.wiki-solar.org
Ittigi Hartek | Solar |  | 50 | 14.91 | 76.112 |  |  | WKS0070820 | Wiki-Solar | https://www.wiki-solar.org
Iyyermalai | Solar |  | 75 | 10.88 | 78.345 |  |  | WKS0070782 | Wiki-Solar | https://www.wiki-solar.org
J.SAGAR | Hydro |  | 99 | 25.0369 | 75.6778 | 1973 |  | IND0000155 | Central Electricity Authority | http://www.cea.nic.in/
JAISALMER GODAWARI | Biomass |  | 50 | 27.601 | 72.2242 |  | Godawari Energy ltd | WRI1019903 | Godawari Energy ltd | http://hiragroup.com/companies/godawari-green-energy-limited/
JALDHAKA I&II | Hydro |  | 36 | 27.0297 | 88.8747 | 1971 |  | IND0000156 | Central Electricity Authority | http://www.cea.nic.in/
JALLIPPA KAPURDI TPP | Coal | Oil | 1080 | 25.8888 | 71.3236 | 2011 |  | IND0000157 | Central Electricity Authority | http://www.cea.nic.in/
JAYKAYPURAM PLANT | Coal |  | 66 | 24.6963 | 73.0017 |  | Jk Cement ltd | WRI1019889 | Jk Cement ltd | http://www.jklakshmicement.com/
JAYPEE BELA CEMENT | Coal |  | 63.5 | 24.5286 | 81.1698 |  | Jaypee Ltd jccl) | WRI1019999 | Jaypee Ltd jccl) | http://www.jalindia.com/subsidiaries.html
JAYPEE REWA CEMENT | Coal |  | 54.5 | 24.565 | 81.1748 |  | Jaypee Ltd jccl) | WRI1020000 | Jaypee Ltd jccl) | http://www.jalindia.com/subsidiaries.html
JAYPEE SIDHI CEMENT | Coal |  | 155 | 24.3272 | 81.3293 |  | Jaypee Ltd jccl) | WRI1020001 | Jaypee Ltd jccl) | http://www.jalindia.com/subsidiaries.html
JEGURUPADU GT | Gas |  | 445.674 | 16.9312 | 81.86 | 2003 |  | IND0000158 | Central Electricity Authority | http://www.cea.nic.in/
JOG | Hydro |  | 139.2 | 14.2273 | 74.7994 | 1963 |  | IND0000159 | Central Electricity Authority | http://www.cea.nic.in/
JOJBERA | Coal | Oil | 427.5 | 22.7554 | 86.2491 | 2000 |  | IND0000160 | Central Electricity Authority | http://www.cea.nic.in/
JORETHANG LOOP | Hydro |  | 96 | 27.1598 | 88.2924 | 2015 |  | IND0000161 | Central Electricity Authority | http://www.cea.nic.in/
JSW RATNAGIRI TPP | Coal | Oil | 1200 | 17.297 | 73.212 | 2010 |  | IND0000162 | Central Electricity Authority | http://www.cea.nic.in/
Jafrabad Solar Power Plant | Solar |  | 15 | 20.8772 | 71.2801 |  | Sunkon Energy Private Limited | WRI1026149 | Sunkon Energy Private Limited | http://www.jinkosolar.com/press_detail_568.html?lan=en
Jagtial | Solar |  | 30 | 18.824 | 79.104 |  |  | WKS0067125 | Wiki-Solar | https://www.wiki-solar.org
Jajru | Solar |  | 5 | 28.282 | 77.318 |  |  | WKS0062059 | Wiki-Solar | https://www.wiki-solar.org
Jalaun SD | Solar |  | 75 | 26.27 | 79.52 |  |  | WKS0066992 | Wiki-Solar | https://www.wiki-solar.org
Jalgaon Arvi | Solar |  | 20 | 20.775 | 78.105 |  |  | WKS0070752 | Wiki-Solar | https://www.wiki-solar.org
Jambalapuram | Solar |  | 20 | 9.81 | 77.78 |  |  | WKS0070847 | Wiki-Solar | https://www.wiki-solar.org
Jamuria Solar Power Plant | Solar |  | 2 | 23.7162 | 87.0695 |  | West Bengal Energy Development Corporation Limited (WBEDCL) | WRI1026150 | West Bengal Energy Development Corporation Limited (WBEDCL) | http://wbpdcl.co.in
Jangi Wind Farm | Wind |  | 91.8 | 23.2409 | 70.509 |  |  | WRI1026096 | CDM | https://cdm.unfccc.int/Projects/DB/RWTUV1342443620.03/view
Jangi village wind farm | Wind |  | 10.5 | 23.208 | 70.5465 |  | Energy Infratech Private Limited | WRI1026777 | CDM | https://cdm.unfccc.int/Projects/DB/RWTUV1279520653.8/view
Jatisara | Solar |  | 5 | 27.117 | 72.779 |  |  | WKS0062585 | Wiki-Solar | https://www.wiki-solar.org
Jeedimetla | Solar |  | 10 | 17.572 | 78.428 |  |  | WKS0070903 | Wiki-Solar | https://www.wiki-solar.org
Jeloo Wind Farm | Wind |  | 29.6 | 26.5255 | 72.7629 |  |  | WRI1026099 | CDM | https://cdm.unfccc.int/Projects/DB/BVQI1312546277.77/view
Jodhpur SP | Solar |  | 50 | 26.86 | 72.715 |  |  | WKS0066911 | Wiki-Solar | https://www.wiki-solar.org
Jodiya Wind Farm | Wind |  | 33 | 22.7532 | 70.3961 |  |  | WRI1026082 | CDM | https://cdm.unfccc.int/filestorage/d/d/56KO8FQND07Y3H12PBALXWG9MRC4JV.pdf/PDD_-_GMDC_V05.pdf?t=bGh8b2pkZDEwfDAxL3Mrj_s1ZpnXL5ljSdCb
Jogipet | Solar |  | 8.4 | 17.866 | 78.016 |  |  | WKS0071771 | Wiki-Solar | https://www.wiki-solar.org
K.N. Ram Kaltek Wind Farm | Wind |  | 10.25 | 21.2261 | 74.2393 |  | K. N. Ram | WRI1026339 | CDM | https://cdm.unfccc.int/Projects/DB/BVQI1351922842.98/view
KADAMPARI | Hydro |  | 400 | 10.4104 | 77.0435 | 1988 |  | IND0000166 | Central Electricity Authority | http://www.cea.nic.in/
KADANA | Hydro |  | 240 | 23.3045 | 73.8254 | 1994 |  | IND0000167 | Central Electricity Authority | http://www.cea.nic.in/
KADRA | Hydro |  | 150 | 14.8901 | 74.3916 | 1998 |  | IND0000168 | Central Electricity Authority | http://www.cea.nic.in/
KAHALGAON | Coal | Oil | 2340 | 25.2349 | 87.2635 | 2003 |  | IND0000169 | Central Electricity Authority | http://www.cea.nic.in/
KAIGA | Nuclear |  | 880 | 14.865 | 74.4385 | 2004 |  | IND0000170 | Central Electricity Authority | http://www.cea.nic.in/
KAKATIYA TPP | Coal | Oil | 1100 | 18.3835 | 79.8265 | 2012 |  | IND0000171 | Central Electricity Authority | http://www.cea.nic.in/
KAKKAD | Hydro |  | 50 | 9.3275 | 76.9717 | 1999 |  | IND0000172 | Central Electricity Authority | http://www.cea.nic.in/
KAKRAPARA | Nuclear |  | 440 | 21.2384 | 73.3489 | 1993 |  | IND0000173 | Central Electricity Authority | http://www.cea.nic.in/
KALINADI | Hydro |  | 855 | 15.2761 | 74.5268 | 1981 |  | IND0000174 | Central Electricity Authority | http://www.cea.nic.in/
KALINADI SUPA | Hydro |  | 100 | 15.2761 | 74.5268 | 1985 |  | IND0000175 | Central Electricity Authority | http://www.cea.nic.in/
KALISINDH | Coal | Oil | 1200 | 24.5295 | 76.0986 | 2014 |  | IND0000176 | Central Electricity Authority | http://www.cea.nic.in/
KALLADA | Hydro |  | 15 | 8.9553 | 77.0697 | 1994 |  | IND0000177 | Central Electricity Authority | http://www.cea.nic.in/
KALLUR GRINDING | Coal |  | 30 | 17.3821 | 77.4389 |  | Chettinad Corp ltd | WRI1019919 | Chettinad Corp ltd | http://www.chettinad.com/
KAMAL SPONGE | Coal |  | 12 | 24.6266 | 80.831 |  | Kjs Ahluwalia group | WRI1020002 | Kjs Ahluwalia group | http://www.kjsahluwaliagroup.com/
KAMALANGA | Coal | Oil | 1050 | 20.87 | 85.2671 | 2013 |  | IND0000178 | Central Electricity Authority | http://www.cea.nic.in/
KANHER | Hydro |  | 4 | 17.7384 | 73.917 | 1991 |  | IND0000179 | Central Electricity Authority | http://www.cea.nic.in/
KARAD MILL | Biomass |  | 16 | 17.1657 | 74.2459 |  | Ym Ssk ltd | WRI1019959 | Ym Ssk ltd | http://www.kcpsugar.com/index.html
KARAIKAL | Gas |  | 32.5 | 10.9325 | 79.8216 | 2000 |  | IND0000180 | Central Electricity Authority | http://www.cea.nic.in/
KARBI LANGPI | Hydro |  | 100 | 25.9552 | 92.5171 | 2007 |  | IND0000181 | Central Electricity Authority | http://www.cea.nic.in/
KARCHAM WANGTOO | Hydro |  | 1000 | 31.5156 | 78.1073 | 2011 |  | IND0000182 | Central Electricity Authority | http://www.cea.nic.in/
KARGIL | Hydro |  | 3.75 | 34.5605 | 76.1299 | 1995 |  | IND0000183 | Central Electricity Authority | http://www.cea.nic.in/
KARUPPUR GT | Gas |  | 119.8 | 11.1208 | 79.5287 | 2005 |  | IND0000184 | Central Electricity Authority | http://www.cea.nic.in/
KASAIPALLI | Coal | Oil | 270 | 22.389 | 82.5549 | 2011 |  | IND0000185 | Central Electricity Authority | http://www.cea.nic.in/
KASARGODE DG | Oil |  | 21.84 | 12.4837 | 74.9929 | 1998 |  | IND0000186 | Central Electricity Authority | http://www.cea.nic.in/
KASRAWAD FACTORY | Coal |  | 10 | 22.1335 | 75.4568 |  | Maral Overseas ltd | WRI1020003 | Maral Overseas ltd | http://maraloverseas.com/
KATHALGURI GT | Gas |  | 291 | 27.341 | 95.408 | 1996 |  | IND0000188 | Central Electricity Authority | http://www.cea.nic.in/
KAWAI TPP | Coal | Oil | 1320 | 24.7773 | 76.737 | 2013 |  | IND0000189 | Central Electricity Authority | http://www.cea.nic.in/
KAWAS GT | Gas |  | 645 | 21.175 | 72.6879 | 1992 |  | IND0000190 | Central Electricity Authority | http://www.cea.nic.in/
KAYAM KULAM GT | Gas |  | 350 | 9.2404 | 76.4283 | 1998 |  | IND0000191 | Central Electricity Authority | http://www.cea.nic.in/
KCSF SANGUR | Biomass |  | 18 | 14.7753 | 75.3131 |  | Gm Energy ltd | WRI1019920 | Gm Energy ltd | http://www.gmsugars.com/
KHADAVASLA I&II | Hydro |  | 16 | 18.3803 | 73.6116 | 1991 |  | IND0000192 | Central Electricity Authority | http://www.cea.nic.in/
KHAMBERKHERA IPP | Coal | Oil | 90 | 28.017 | 80.8307 | 2011 |  | IND0000193 | Central Electricity Authority | http://www.cea.nic.in/
KHANDONG | Hydro |  | 50 | 25.5177 | 92.6679 | 1984 |  | IND0000194 | Central Electricity Authority | http://www.cea.nic.in/
KHARA | Hydro |  | 72 | 30.3508 | 77.6017 | 1992 |  | IND0000195 | Central Electricity Authority | http://www.cea.nic.in/
KHATIMA | Hydro |  | 41.4 | 28.9232 | 80.0243 | 1955 |  | IND0000196 | Central Electricity Authority | http://www.cea.nic.in/
KHODRI | Hydro |  | 120 | 30.5085 | 77.8001 | 1984 |  | IND0000197 | Central Electricity Authority | http://www.cea.nic.in/
KHOPOLI | Hydro |  | 72 | 18.7817 | 73.3558 | 2002 |  | IND0000198 | Central Electricity Authority | http://www.cea.nic.in/
KHOPOLI WORKS | Coal |  | 60 | 18.7712 | 73.259 |  | Uttam Steels ltd | WRI1019960 | Uttam Steels ltd | http://www.uttamgalva.com/
KISHENGANGA | Hydro |  | 330 | 34.649 | 74.7514 | 2018 |  | IND0000530 | Central Electricity Authority | http://www.cea.nic.in/
KM DODDI SUGAR | Biomass |  | 26 | 12.4806 | 77.0411 |  | Sri Sugars ltd | WRI1019921 | Sri Sugars ltd | http://www.chamundeswarisugars.in/
KODASALI | Hydro |  | 120 | 14.955 | 74.5904 | 1998 |  | IND0000199 | Central Electricity Authority | http://www.cea.nic.in/
KODAYAR-I&II | Hydro |  | 100 | 8.5319 | 77.3125 | 1970 |  | IND0000200 | Central Electricity Authority | http://www.cea.nic.in/
KODERMA | Coal | Oil | 1000 | 24.3858 | 85.5517 | 2012 |  | IND0000201 | Central Electricity Authority | http://www.cea.nic.in/
KOJIKODE DG | Oil |  | 96 | 11.2054 | 75.8067 | 1999 |  | IND0000202 | Central Electricity Authority | http://www.cea.nic.in/
KOLAGHAT | Coal | Oil | 1260 | 22.4157 | 87.8713 | 1989 |  | IND0000203 | Central Electricity Authority | http://www.cea.nic.in/
KOLDAM | Hydro |  | 800 | 31.382 | 76.8761 | 2015 |  | IND0000204 | Central Electricity Authority | http://www.cea.nic.in/
KOLHAPUR HEMARUS | Biomass |  | 20 | 16.0327 | 74.4583 |  | Hemarus Technologies ltd | WRI1019961 | Hemarus Technologies ltd | http://www.hemarus.co.in/facilities.html
KOLHAPUR KAGAL | Biomass |  | 20 | 16.589 | 74.2993 |  | Shri Vedganga ssk | WRI1019962 | Shri Vedganga ssk | http://www.tradeindia.com/Seller-6835496-Shri-Dudhganga-Vedganga-SSK-Ltd-/
KOLHAPUR KUMBHI | Biomass |  | 17.5 | 16.689 | 74.1201 |  | Kumbhi Ssk ltd | WRI1019963 | Kumbhi Ssk ltd | http://www.kumbhisugar.com/
KOLLEGAL SUGAR | Biomass |  | 16 | 12.1056 | 76.7606 |  | Bannari Sugars ltd | WRI1019922 | Bannari Sugars ltd | http://www.bannari.com/sugar.html
KONASEEMA CCCP | Gas |  | 445 | 16.7346 | 81.8622 | 2009 |  | IND0000205 | Central Electricity Authority | http://www.cea.nic.in/
KONDAPALLI GT | Gas |  | 1458 | 16.64 | 80.5504 | 2009 |  | IND0000206 | Central Electricity Authority | http://www.cea.nic.in/
KOPILI | Hydro |  | 200 | 25.5177 | 92.6679 | 1993 |  | IND0000207 | Central Electricity Authority | http://www.cea.nic.in/
KOPPA SUGAR | Biomass |  | 26 | 12.702 | 76.9787 |  | Nsl Sugars ltd | WRI1019923 | Nsl Sugars ltd | http://www.nslsugars.com/
KOPPAL HKMP | Coal |  | 12 | 15.316 | 76.2507 |  | Hare Pvt ltd | WRI1019924 | Hare Pvt ltd | http://www.tradeindia.com/Seller-2020295-HARE-KRISHNA-METALLICS-PVT-LTD-/
KORADI | Coal | Oil | 2400 | 21.2414 | 79.096 | 2009 |  | IND0000208 | Central Electricity Authority | http://www.cea.nic.in/
KORBA STPS | Coal | Oil | 2600 | 22.3881 | 82.6858 | 1991 |  | IND0000209 | Central Electricity Authority | http://www.cea.nic.in/
KORBA-EAST | Coal | Oil | 890 | 22.3828 | 82.7188 | 1991 |  | IND0000210 | Central Electricity Authority | http://www.cea.nic.in/
KORBA-WEST | Coal | Oil | 1340 | 22.4118 | 82.6888 | 1995 |  | IND0000211 | Central Electricity Authority | http://www.cea.nic.in/
KOSI | Hydro |  | 20 | 26.497 | 86.9549 | 1973 |  | IND0000212 | Central Electricity Authority | http://www.cea.nic.in/
KOTA | Coal | Oil | 1240 | 25.1712 | 75.8171 | 1993 |  | IND0000213 | Central Electricity Authority | http://www.cea.nic.in/
KOTA COMPLEX | Coal |  | 125 | 25.1386 | 75.8883 |  | Dcm & chem | WRI1019890 | Dcm & chem | http://www.dcmshriram.com/
KOTESHWAR | Hydro |  | 400 | 30.2594 | 78.4971 | 2011 |  | IND0000214 | Central Electricity Authority | http://www.cea.nic.in/
KOTLA | Hydro |  | 77.65 | 31.268 | 76.492 | 1957 |  | IND0000215 | Central Electricity Authority | http://www.cea.nic.in/
KOVILKALAPPAL | Gas |  | 107.88 | 10.5415 | 79.4507 | 2001 |  | IND0000216 | Central Electricity Authority | http://www.cea.nic.in/
KOYNA COMPLEX | Hydro |  | 1956 | 17.4599 | 73.684 | 1984 |  | IND0000217 | Central Electricity Authority | http://www.cea.nic.in/
KS Oils Chinnakuyili Wind Farm | Wind |  | 12 | 10.9328 | 77.0912 |  | KS Oils | WRI1026340 | CDM | https://cdm.unfccc.int/Projects/DB/SGS-UKL1300103078.33/view
KUDGI | Coal | Oil | 2400 | 16.4994 | 75.8349 | 2017 |  | IND0000519 | Central Electricity Authority | http://www.cea.nic.in/
KULHAL | Hydro |  | 30 | 30.4289 | 77.6296 | 1975 |  | IND0000218 | Central Electricity Authority | http://www.cea.nic.in/
KUMSP} Adani | Solar |  | 50 | 15.658 | 78.289 |  |  | WKS0066878 | Wiki-Solar | https://www.wiki-solar.org
KUMSP} Azure | Solar |  | 100 | 15.655 | 78.277 |  |  | WKS0066876 | Wiki-Solar | https://www.wiki-solar.org
KUMSP} Greenko | Solar |  | 500 | 15.679 | 78.274 |  |  | WKS0069391 | Wiki-Solar | https://www.wiki-solar.org
KUMSP} Greenko 1 | Solar |  | 50 | 15.662 | 78.257 |  |  | WKS0066879 | Wiki-Solar | https://www.wiki-solar.org
KUMSP} Greenko 10 | Solar |  | 50 | 15.662 | 78.257 |  |  | WKS0069393 | Wiki-Solar | https://www.wiki-solar.org
KUMSP} Greenko 2 | Solar |  | 50 | 15.662 | 78.257 |  |  | WKS0066880 | Wiki-Solar | https://www.wiki-solar.org
KUMSP} Greenko 3 | Solar |  | 50 | 15.662 | 78.257 |  |  | WKS0066881 | Wiki-Solar | https://www.wiki-solar.org
KUMSP} Greenko 4 | Solar |  | 50 | 15.662 | 78.257 |  |  | WKS0066882 | Wiki-Solar | https://www.wiki-solar.org
KUMSP} Greenko 5 | Solar |  | 50 | 15.662 | 78.257 |  |  | WKS0066883 | Wiki-Solar | https://www.wiki-solar.org
KUMSP} Greenko 6 | Solar |  | 50 | 15.662 | 78.257 |  |  | WKS0066884 | Wiki-Solar | https://www.wiki-solar.org
KUMSP} Greenko 7 | Solar |  | 50 | 15.662 | 78.257 |  |  | WKS0066885 | Wiki-Solar | https://www.wiki-solar.org
KUMSP} Greenko 8 | Solar |  | 50 | 15.662 | 78.257 |  |  | WKS0066886 | Wiki-Solar | https://www.wiki-solar.org
KUMSP} Greenko 9 | Solar |  | 50 | 15.662 | 78.257 |  |  | WKS0069392 | Wiki-Solar | https://www.wiki-solar.org
KUMSP} Softbank | Solar |  | 350 | 15.662 | 78.257 |  |  | WKS0066867 | Wiki-Solar | https://www.wiki-solar.org
KUNDAH I-V | Hydro |  | 555 | 11.2861 | 76.6511 | 1966 |  | IND0000219 | Central Electricity Authority | http://www.cea.nic.in/
KUNDANKULAM | Nuclear |  | 2000 | 8.1691 | 77.1327 | 2015 |  | IND0000220 | Central Electricity Authority | http://www.cea.nic.in/
KUNDARGI MILL | Biomass |  | 16.5 | 16.2651 | 75.5302 |  | Gem Sugars ltd | WRI1019925 | Gem Sugars ltd | http://www.gemgroup.in/gem-sugar.html
KUNDARKI TPP | Coal | Oil | 90 | 27.0786 | 82.0841 | 2012 |  | IND0000221 | Central Electricity Authority | http://www.cea.nic.in/
KUTCH LIG. | Coal | Oil | 290 | 23.6626 | 68.7843 | 1996 |  | IND0000222 | Central Electricity Authority | http://www.cea.nic.in/
KUTHUNGAL | Hydro |  | 21 | 9.9356 | 77.1068 | 2001 |  | IND0000223 | Central Electricity Authority | http://www.cea.nic.in/
KUTTALAM GT | Gas |  | 101 | 11.076 | 79.57 | 2003 |  | IND0000224 | Central Electricity Authority | http://www.cea.nic.in/
KUTTIADI | Hydro |  | 125 | 11.5484 | 75.8988 | 1983 |  | IND0000225 | Central Electricity Authority | http://www.cea.nic.in/
KUTTIYADI Add ext | Hydro |  | 100 | 11.5484 | 75.8988 | 2010 |  | IND0000226 | Central Electricity Authority | http://www.cea.nic.in/
KYMORE | Coal |  | 50 | 24.0529 | 80.6144 |  | Acc Acc ltd | WRI1020004 | Acc Acc ltd | http://www.acclimited.com/
KYREDEMKULAI | Hydro |  | 60 | 25.7848 | 91.7895 | 1979 |  | IND0000227 | Central Electricity Authority | http://www.cea.nic.in/
K_GUDEM | Coal | Oil | 720 | 17.6219 | 80.6936 | 1972 |  | IND0000163 | Central Electricity Authority | http://www.cea.nic.in/
K_GUDEM NEW | Coal | Oil | 1800 | 17.6219 | 80.6936 | 2010 |  | IND0000164 | Central Electricity Authority | http://www.cea.nic.in/
K_KHEDA II | Coal | Oil | 1340 | 21.2818 | 79.116 | 2000 |  | IND0000165 | Central Electricity Authority | http://www.cea.nic.in/
Kachalia I+II | Solar |  | 40 | 23.885 | 75.899 |  |  | WKS0065450 | Wiki-Solar | https://www.wiki-solar.org
Kadala | Solar |  | 40 | 20.76 | 85.295 |  |  | WKS0070803 | Wiki-Solar | https://www.wiki-solar.org
Kadiri | Solar |  | 5 | 14.164 | 78.144 |  |  | WKS0062299 | Wiki-Solar | https://www.wiki-solar.org
Kadivella | Solar |  | 30 | 15.667 | 77.486 |  |  | WKS0070825 | Wiki-Solar | https://www.wiki-solar.org
Kadodiya | Solar |  | 10 | 23.511 | 76.159 |  |  | WKS0063743 | Wiki-Solar | https://www.wiki-solar.org
Kadodiya A | Solar |  | 25 | 23.538 | 76.121 |  |  | WKS0070929 | Wiki-Solar | https://www.wiki-solar.org
Kadodiya HE | Solar |  | 5 | 23.5064 | 76.1538 |  |  | WKS0070818 | Wiki-Solar | https://www.wiki-solar.org
Kajipuram | Solar |  | 30 | 16.884 | 77.587 |  |  | WKS0067010 | Wiki-Solar | https://www.wiki-solar.org
Kakarani | Solar |  | 115.9 | 17.281 | 79.19 |  |  | WKS0073162 | Wiki-Solar | https://www.wiki-solar.org
Kakkireni Adani | Solar |  | 50 | 17.276 | 79.204 |  |  | WKS0066981 | Wiki-Solar | https://www.wiki-solar.org
Kaladonger Wind Farm | Wind |  | 75.6 | 27.0931 | 70.9996 |  | Bindu Vau Urja Private Limited | WRI1026341 | CDM | https://cdm.unfccc.int/Projects/DB/RWTUV1356681143.52/view
Kalamarahalli | Solar |  | 10.9 | 14.109 | 76.758 |  |  | WKS0062239 | Wiki-Solar | https://www.wiki-solar.org
Kalhe | Solar |  | 5 | 18.882 | 73.1 |  |  | WKS0067250 | Wiki-Solar | https://www.wiki-solar.org
Kalipi | Solar |  | 40 | 13.981 | 77.481 |  |  | WKS0070916 | Wiki-Solar | https://www.wiki-solar.org
Kallurani Aadhavan | Solar |  | 50 | 9.446 | 78.15 |  |  | WKS0070805 | Wiki-Solar | https://www.wiki-solar.org
Kallurani Phoebus | Solar |  | 50 | 9.454 | 78.152 |  |  | WKS0070806 | Wiki-Solar | https://www.wiki-solar.org
Kallurani RT | Solar |  | 15 | 9.47 | 78.153 |  |  | WKS0070872 | Wiki-Solar | https://www.wiki-solar.org
Kalwakurthy Haldiram | Solar |  | 10 | 16.696 | 78.489 |  |  | WKS0068244 | Wiki-Solar | https://www.wiki-solar.org
Kalwakurthy Rays | Solar |  | 10 | 16.712 | 78.474 |  |  | WKS0067637 | Wiki-Solar | https://www.wiki-solar.org
Kamalapuram | Solar |  | 10 | 9.119 | 78.103 |  |  | WKS0067241 | Wiki-Solar | https://www.wiki-solar.org
Kamalpur SUTIP | Solar |  | 24.1 | 23.049 | 71.869 |  |  | WKS0062597 | Wiki-Solar | https://www.wiki-solar.org
Kamalpur UPPL | Solar |  | 23 | 23.049 | 71.862 |  |  | WKS0062600 | Wiki-Solar | https://www.wiki-solar.org
Kamareddy Mytrah | Solar |  | 50 | 18.363 | 78.213 |  |  | WKS0067111 | Wiki-Solar | https://www.wiki-solar.org
Kamareddy SP | Solar |  | 34 | 18.38 | 78.265 |  |  | WKS0067116 | Wiki-Solar | https://www.wiki-solar.org
Kamareddy Sky | Solar |  | 50 | 18.388 | 78.226 |  |  | WKS0067102 | Wiki-Solar | https://www.wiki-solar.org
Kambadur | Solar |  | 11.2 | 14.392 | 77.204 |  |  | WKS0071770 | Wiki-Solar | https://www.wiki-solar.org
Kambalahalli A | Solar |  | 30 | 14.203 | 77.38 |  |  | WKS0072812 | Wiki-Solar | https://www.wiki-solar.org
Kambalahalli B | Solar |  | 30 | 14.195 | 77.347 |  |  | WKS0072813 | Wiki-Solar | https://www.wiki-solar.org
Kamuthi Solar Power Plant | Solar |  | 648 | 9.3381 | 78.3917 |  | Adani Power Limited | WRI1026151 | Adani Power Limite r Er | http://www.adanipower.com
Kanajanahalli | Solar |  | 20 | 14.126 | 76.81 |  |  | WKS0068398 | Wiki-Solar | https://www.wiki-solar.org
Kanakagiri | Solar |  | 20 | 15.572 | 76.464 |  |  | WKS0067018 | Wiki-Solar | https://www.wiki-solar.org
Kanakagiri A | Solar |  | 15 | 15.552 | 76.43 |  |  | WKS0074103 | Wiki-Solar | https://www.wiki-solar.org
Kandagatla Keerthi | Solar |  | 8 | 17.271 | 79.597 |  |  | WKS0068252 | Wiki-Solar | https://www.wiki-solar.org
Kandu Khera | Solar |  | 14 | 29.961 | 74.508 |  |  | WKS0072795 | Wiki-Solar | https://www.wiki-solar.org
Kanheri Bhatyari | Solar |  | 20 | 22.334 | 74.707 |  |  | WKS0065935 | Wiki-Solar | https://www.wiki-solar.org
Kanksha | Solar |  | 5 | 23.475 | 87.475 |  |  | WKS0067292 | Wiki-Solar | https://www.wiki-solar.org
Kapeli | Solar |  | 10.2 | 23.457 | 76.118 |  |  | WKS0064851 | Wiki-Solar | https://www.wiki-solar.org
Karahra Kalan | Solar |  | 10 | 25.32 | 79.812 |  |  | WKS0067266 | Wiki-Solar | https://www.wiki-solar.org
Karajgi | Solar |  | 5 | 17.448 | 76.048 |  |  | WKS0065805 | Wiki-Solar | https://www.wiki-solar.org
Karmaria Solar Power Plant | Solar |  | 15 | 23.35 | 70.388 |  | SunBorne Energy Gujarat One Pvt | WRI1026152 | SunBorne Energy Gujarat One Private Limited | http://sunborneenergy.com
Karoor | Solar |  | 10 | 16.861 | 78.093 |  |  | WKS0068243 | Wiki-Solar | https://www.wiki-solar.org
Karur | Solar |  | 10 | 10.816 | 78.186 |  |  | WKS0063261 | Wiki-Solar | https://www.wiki-solar.org
Karur Textile Park Wind Farm | Wind |  | 6 | 8.3091 | 77.6191 |  | Karur Textile Park limited | WRI1026778 | CDM | https://cdm.unfccc.int/Projects/DB/RWTUV1297334588.3/view
Kasaragod KSEB | Solar |  | 50 | 12.34 | 75.15 |  |  | WKS0065922 | Wiki-Solar | https://www.wiki-solar.org
Kathauti 1 Solar Power Plant | Solar |  | 5 | 27.224 | 74.2524 |  | Azure Power (Rajasthan) Private Limited | WRI1026153 | Azure Power (Rajasthan) Private Limited | http://www.azurepower.com
Kathauti 2 Solar Power Plant | Solar |  | 40 | 27.2089 | 74.2553 |  | Azure Power (Rajasthan) Private Limited | WRI1026154 | Azure Power (Rajasthan) Private Limited | http://www.azurepower.com
Kathauti Azure 20 | Solar |  | 20 | 27.204 | 74.254 |  |  | WKS0061163 | Wiki-Solar | https://www.wiki-solar.org
Katol - Citra Solar Power Plant | Solar |  | 2 | 21.317 | 78.6025 |  | Citra Real Estate Limited | WRI1026155 | Real Estate e | http://www.mahaurja.com/PDF/PG2_GridConnSPPCommissioned.pdf
Katol - Sepset Solar Power Plant | Solar |  | 2 | 21.3174 | 78.6001 |  | Sepset Construction Limited | WRI1026156 | Sepset Constructio te | http://www.mahaurja.com/PDF/PG2_GridConnSPPCommissioned.pdf
Katol I | Solar |  | 4 | 21.3168 | 78.6021 |  |  | WKS0067326 | Wiki-Solar | https://www.wiki-solar.org
Katol II | Solar |  | 40 | 21.315 | 78.6 |  |  | WKS0067327 | Wiki-Solar | https://www.wiki-solar.org
Kauriwara | Solar |  | 24 | 29.675 | 75.3 |  |  | WKS0070853 | Wiki-Solar | https://www.wiki-solar.org
Kavithal | Solar |  | 28.8 | 16.12 | 76.75 |  |  | WKS0071772 | Wiki-Solar | https://www.wiki-solar.org
Kayanathar | Solar |  | 49 | 8.913 | 77.746 |  |  | WKS0062134 | Wiki-Solar | https://www.wiki-solar.org
Kesinga | Solar |  | 10 | 20.205 | 83.25 |  |  | WKS0068548 | Wiki-Solar | https://www.wiki-solar.org
Kewal | Solar |  | 20 | 29.895 | 75.075 |  |  | WKS0067158 | Wiki-Solar | https://www.wiki-solar.org
Khadoda Solar Power Plant | Solar |  | 10 | 23.443 | 73.2014 |  | Gujarat Urja Vikas Nigam Limited | WRI1026157 | Gujarat Urja Vikas Nigam Limited | http://www.azurepower.com
Khaira Khurad | Solar |  | 25 | 29.658 | 75.264 |  |  | WKS0072807 | Wiki-Solar | https://www.wiki-solar.org
Khandala Solar Power Plant | Solar |  | 5.2 | 18.6051 | 75.0381 |  | Firestone Trading Private Limited | WRI1026158 | Firestone Trading Private Limited | http://www.mahaurja.com/PDF/PG2_GridConnSPPCommissioned.pdf
Khariya Mishar | Solar |  | 80 | 24.865 | 78.665 |  |  | WKS0070841 | Wiki-Solar | https://www.wiki-solar.org
Khera | Solar |  | 5 | 30.81 | 76.88 |  |  | WKS0065020 | Wiki-Solar | https://www.wiki-solar.org
Khetusar - Northern Solar Power Plant | Solar |  | 20 | 27.3225 | 71.9951 |  | Northern Solaire Prakash Private Limited | WRI1026159 | Solairedirect | http://www.solairedirect.com
Khetusar - Suryauday Solar Power Plant | Solar |  | 10 | 27.3247 | 71.991 |  | Suryauday Solaire Prakash Private Limited | WRI1026160 | Solairedirect | http://www.solairedirect.com
Khialli Chahlian Wali | Solar |  | 15 | 30.026 | 75.411 |  |  | WKS0072809 | Wiki-Solar | https://www.wiki-solar.org
Khilchipur Solar Power Plant | Solar |  | 25 | 24.0682 | 76.589 |  | ACME Solar Energy | WRI1026161 | ACME Solar Energy | http://www.acme.in
Khimsar | Solar |  | 5 | 26.97 | 73.392 |  |  | WKS0062026 | Wiki-Solar | https://www.wiki-solar.org
Khirsara - Unity Solar Power Plant | Solar |  | 5 | 23.3578 | 70.0548 |  | Unity Power Limited | WRI1026162 | Unity Power Limite r World | http://www.backboneworld.com
Khirsara - Welspun Solar Power Plant | Solar |  | 15 | 23.3618 | 70.0536 |  | Welspun Urja India Limited | WRI1026163 | Urja India edEnewables | http://www.welspunrenewables.com
Khirwa Solar Power Plant | Solar |  | 1 | 27.301 | 72.3236 |  | Conflux Infratech Private Limited | WRI1026164 | Infratech e M/Pdf | http://www.rrecl.com/PDF/Details%20of%Rajasthan.pdf
Khori Wind Farm | Wind |  | 20.8 | 21.167 | 74.3272 |  | REI Agro Limited | WRI1026668 | CDM | https://cdm.unfccc.int/filestorage/L/V/Q/LVQ9ANSCJX8164E5H7PWYIB3O0RZ2U/Revised%20PDD%20Version%2006%20dated%205th%20June%202012%20-%20Clean%20mode.pdf?t=akx8b2pxZm9ufDC6M3RsDeQKejKPRFouqWsR
Khurpia | Solar |  | 12.5 | 28.96 | 79.525 |  |  | WKS0070848 | Wiki-Solar | https://www.wiki-solar.org
Killanur A | Solar |  | 4.5 | 10.57 | 78.877 |  |  | WKS0074095 | Wiki-Solar | https://www.wiki-solar.org
Killianwali | Solar |  | 24 | 29.95 | 74.676 |  |  | WKS0068223 | Wiki-Solar | https://www.wiki-solar.org
Kisnayat Budhan GT | Solar |  | 5 | 27.901 | 72.936 |  |  | WKS0062046 | Wiki-Solar | https://www.wiki-solar.org
Kisnayat Budhan NVR | Solar |  | 10 | 27.905 | 72.94 |  |  | WKS0061815 | Wiki-Solar | https://www.wiki-solar.org
Kodaiyur | Solar |  | 5 | 10.856 | 77.977 |  |  | WKS0070781 | Wiki-Solar | https://www.wiki-solar.org
Kodangal | Solar |  | 15 | 17.155 | 77.628 |  |  | WKS0067012 | Wiki-Solar | https://www.wiki-solar.org
Kodur | Solar |  | 50 | 12.98 | 77.97 |  |  | WKS0070775 | Wiki-Solar | https://www.wiki-solar.org
Kohinoor Wind Farm | Wind |  | 24 | 26.6797 | 71.026 |  | Kohinoor Planet Construction Pvt. Ltd | WRI1026342 | CDM | https://cdm.unfccc.int/Projects/DB/BVQI1302691944.71/view
Kolanpaka | Solar |  | 6.6 | 17.6703 | 79.0307 |  |  | WKS0064504 | Wiki-Solar | https://www.wiki-solar.org
Kolihal I | Solar |  | 5 | 15.575 | 76.207 |  |  | WKS0067287 | Wiki-Solar | https://www.wiki-solar.org
Kolihal II | Solar |  | 5 | 15.587 | 76.191 |  |  | WKS0067288 | Wiki-Solar | https://www.wiki-solar.org
Komal West Solar Power Plant | Solar |  | 1 | 11.0118 | 79.5898 |  | Tata Power Solar Systems Limited (TPREL) | WRI1026165 | S Limited Rsolar | http://www.tatapowersolar.com
Kombhalne | Solar |  | 30 | 19.62 | 73.93 |  |  | WKS0070845 | Wiki-Solar | https://www.wiki-solar.org
Kombukaranatham | Solar |  | 5 | 8.768 | 77.956 |  |  | WKS0062058 | Wiki-Solar | https://www.wiki-solar.org
Koratagere | Solar |  | 20 | 13.51 | 77.24 |  |  | WKS0067051 | Wiki-Solar | https://www.wiki-solar.org
Kosa Wind Farm | Wind |  | 33 | 23.3183 | 68.6988 |  |  | WRI1026086 | CDM | https://cdm.unfccc.int/filestorage/w/m/64TXH0Y1V9ZCISBKO3F758PEQNUJDR.pdf/PDD__V-2_5_19_10_2012.pdf?t=akh8b2pkZTFtfDAP0pu4sjZSao0P-GV-Qzqn
Kotagulla | Solar |  | 5 | 14.165 | 78.143 |  |  | WKS0062297 | Wiki-Solar | https://www.wiki-solar.org
Kothapalli Solar Park | Solar |  | 100 | 14.525 | 77.59 |  |  | WKS0064400 | Wiki-Solar | https://www.wiki-solar.org
Kotra | Solar |  | 20 | 28.022 | 73.069 |  |  | WKS0064612 | Wiki-Solar | https://www.wiki-solar.org
Kottamangalam Wind Farm | Wind |  | 56.25 | 10.6558 | 77.2471 |  |  | WRI1026067 | CDM | https://cdm.unfccc.int/filestorage/a/1/0JPNG5S4A821KD6IUHWBOEYRVFTL3X.pdf/ALWE%20PDD_Ver%206%20_06.03.2013_%20Clean%20.pdf?t=dlV8b2picjMyfDAQ_TbHluMZz9jMHYOK8XbU
Kottathara Village Wind Farm | Wind |  | 3 | 11.0951 | 76.6709 |  |  | WRI1026775 | CDM | https://cdm.unfccc.int/Projects/DB/BVQI1315830379.2/view
Kottathur | Solar |  | 10 | 11.122 | 78.689 |  |  | WKS0067240 | Wiki-Solar | https://www.wiki-solar.org
Kovilpatti | Solar |  | 15.6 | 9.155 | 77.82 |  |  | WKS0068270 | Wiki-Solar | https://www.wiki-solar.org
Kudankulam | Nuclear |  | 2000 | 8.1689 | 77.7126 |  |  | WRI1026848 | IAEA | https://www.iaea.org/PRIS/CountryStatistics/ReactorDetails.aspx?current=853
Kudri Kotgi | Solar |  | 10 | 15.61 | 76.05 |  |  | WKS0070772 | Wiki-Solar | https://www.wiki-solar.org
Kuhana | Solar |  | 50 | 26.099 | 79.605 |  |  | WKS0066993 | Wiki-Solar | https://www.wiki-solar.org
Kunigal A | Solar |  | 5.5 | 13.04 | 76.923 |  |  | WKS0074101 | Wiki-Solar | https://www.wiki-solar.org
Kunigal B | Solar |  | 6 | 12.864 | 77.113 |  |  | WKS0074102 | Wiki-Solar | https://www.wiki-solar.org
Kuravapalli | Solar |  | 10 | 14.101 | 78.734 |  |  | WKS0070852 | Wiki-Solar | https://www.wiki-solar.org
Kurdi Hero | Solar |  | 50 | 16.134 | 77.128 |  |  | WKS0070767 | Wiki-Solar | https://www.wiki-solar.org
Kurmapally Gk | Solar |  | 48 | 16.772 | 78.868 |  |  | WKS0067121 | Wiki-Solar | https://www.wiki-solar.org
Kurmapally Mytrah | Solar |  | 50 | 16.802 | 78.887 |  |  | WKS0067106 | Wiki-Solar | https://www.wiki-solar.org
Kurmapally Sky | Solar |  | 50 | 16.837 | 78.956 |  |  | WKS0067103 | Wiki-Solar | https://www.wiki-solar.org
LAKHERI CEMENT PLANT | Coal |  | 25 | 25.6732 | 76.1901 |  | Acc Acc ltd | WRI1019891 | Acc Acc ltd | http://www.acclimited.com/
LAKWA GT | Gas | Oil | 211.955 | 27.0221 | 94.8833 | 2002 |  | IND0000228 | Central Electricity Authority | http://www.cea.nic.in/
LALITPUR TPP | Coal | Oil | 1980 | 24.7971 | 78.6463 | 2015 |  | IND0000230 | Central Electricity Authority | http://www.cea.nic.in/
LARA | Coal | Oil | 800 | 21.757 | 83.4573 | 2018 |  | IND0000531 | Central Electricity Authority | http://www.cea.nic.in/
LARGI | Hydro |  | 126 | 31.7196 | 77.212 | 2006 |  | IND0000229 | Central Electricity Authority | http://www.cea.nic.in/
LIGANAMAKKI | Hydro |  | 55 | 14.1704 | 74.8388 | 1979 |  | IND0000232 | Central Electricity Authority | http://www.cea.nic.in/
LITL Uthumalai | Wind |  | 10 | 8.9969 | 77.537 |  | Loyal Textile Mills Limited | WRI1026343 | CDM | https://cdm.unfccc.int/Projects/DB/SGS-UKL1200600517.28/view
LNJP Bahla Basti Wind Farm | Wind |  | 20 | 26.5114 | 71.4974 |  | LNJ Power Ventures Limited | WRI1026674 | CDM | https://cdm.unfccc.int/Projects/DB/KBS_Cert1356901378.31/view
LODHIVALI | Oil |  | 40 | 18.9002 | 73.2032 |  | Tata Co ltd | WRI1019964 | Tata Co ltd | http://www.tatapower.com/
LOKMANGAL SUGAR ETHANOL | Biomass |  | 31.5 | 17.4462 | 75.7161 |  | Lokmangal Lokmangal group | WRI1019965 | Lokmangal Lokmangal group | http://lokmangal.com/site/agro.html
LOKTAK | Hydro |  | 105 | 24.587 | 93.6696 | 1983 |  | IND0000234 | Central Electricity Authority | http://www.cea.nic.in/
LOWER JHELUM | Hydro |  | 105 | 34.2189 | 74.5281 | 1978 |  | IND0000235 | Central Electricity Authority | http://www.cea.nic.in/
LOWER JURALA | Hydro |  | 240 | 16.3125 | 77.7773 | 2015 |  | IND0000236 | Central Electricity Authority | http://www.cea.nic.in/
LOWER METTUR | Hydro |  | 120 | 11.6425 | 77.7583 | 1988 |  | IND0000238 | Central Electricity Authority | http://www.cea.nic.in/
LOWER PERIYAR | Hydro |  | 180 | 9.9624 | 76.957 | 1997 |  | IND0000239 | Central Electricity Authority | http://www.cea.nic.in/
LOWER SILERU | Hydro |  | 460 | 17.8608 | 81.6814 | 1976 |  | IND0000240 | Central Electricity Authority | http://www.cea.nic.in/
LTML Wind Energy Project in Tamil Nadu | Wind |  | 9.7 | 9.087 | 77.6055 |  | Loyal Textile Mills Limited | WRI1026344 | CDM | https://cdm.unfccc.int/Projects/DB/RINA1359562234.41/view
Ladpura | Solar |  | 50 | 26.058 | 77.325 |  |  | WKS0067233 | Wiki-Solar | https://www.wiki-solar.org
Lakhewali Solar Power Plant | Solar |  | 2.1 | 30.4368 | 74.3316 |  | Atma Powers Private Limited | WRI1026166 | Powers Private | http://www.peda.gov.in/main/SPVPowerProjects.html
Lakhmirwala Solar Power Plant | Solar |  | 20 | 29.8509 | 75.4023 |  | Essel Clean Energy Limited | WRI1026167 | Clean Energy edOjects.Com | http://esselinfraprojects.com
Lallian Kalan Solar Power Plant | Solar |  | 1 | 31.2496 | 75.4826 |  | IK Energy Private Limited | WRI1026168 | PEDA | http://www.peda.gov.in/main/SPVPowerProjects.html
Lalpur | Solar |  | 4.1 | 31.32 | 75.92 |  |  | WKS0067264 | Wiki-Solar | https://www.wiki-solar.org
Lalpur Wind Farm | Wind |  | 50.4 | 22.1694 | 69.827 |  |  | WRI1026345 | CDM | https://cdm.unfccc.int/Projects/DB/LRQA%20Ltd1354282051.48/view
Lathi Solar Power Plant | Solar |  | 1 | 27.0321 | 71.5322 |  | Lanco Solar Power Limited | WRI1026169 | Lancosola | http://www.lancogroup.com
Latur | Solar |  | 10 | 18.385 | 76.495 |  |  | WKS0065804 | Wiki-Solar | https://www.wiki-solar.org
Liberty Oil Satara Wind Farm | Wind |  | 2.4 | 17.8613 | 74.0733 |  | Liberty Oil Mills Limited | WRI1026346 | CDM | https://cdm.unfccc.int/Projects/DB/Applus1436171071.3/view
Lingadalli | Solar |  | 40 | 17.509 | 76.994 |  |  | WKS0070768 | Wiki-Solar | https://www.wiki-solar.org
Lingampally | Solar |  | 10 | 17.95 | 77.828 |  |  | WKS0067257 | Wiki-Solar | https://www.wiki-solar.org
Lingampet Acme | Solar |  | 15 | 18.281 | 78.106 |  |  | WKS0067089 | Wiki-Solar | https://www.wiki-solar.org
Lingapuram Suzlon | Solar |  | 15 | 18.315 | 78.204 |  |  | WKS0067080 | Wiki-Solar | https://www.wiki-solar.org
Lomada | Solar |  | 30 | 14.588 | 78.215 |  |  | WKS0070829 | Wiki-Solar | https://www.wiki-solar.org
Lumbaniya | Solar |  | 13 | 27.463 | 72.279 |  |  | WKS0061915 | Wiki-Solar | https://www.wiki-solar.org
M.A.P.P. | Nuclear |  | 440 | 12.5571 | 80.1754 | 1984 |  | IND0000242 | Central Electricity Authority | http://www.cea.nic.in/
MACHKUND | Hydro |  | 114.75 | 18.5323 | 82.4645 | 1957 |  | IND0000243 | Central Electricity Authority | http://www.cea.nic.in/
MADHAVAMANTRI | Hydro |  | 4.5 | 12.2135 | 77.0225 | 2003 |  | IND0000244 | Central Electricity Authority | http://www.cea.nic.in/
MADHIKHEDA | Hydro |  | 60 | 25.5623 | 77.8348 | 2006 |  | IND0000245 | Central Electricity Authority | http://www.cea.nic.in/
MAHADEV PRASAD STPP | Coal | Oil | 540 | 22.8395 | 86.0613 | 2012 |  | IND0000246 | Central Electricity Authority | http://www.cea.nic.in/
MAHAN TPP | Coal | Oil | 1200 | 24.0077 | 82.4172 | 2015 |  | IND0000247 | Central Electricity Authority | http://www.cea.nic.in/
MAHATMA GANDHI TPP | Coal | Oil | 1320 | 28.49 | 76.351 | 2012 |  | IND0000248 | Central Electricity Authority | http://www.cea.nic.in/
MAHATMA SUGAR | Biomass |  | 15 | 20.8558 | 78.5814 |  | Mahatma Power ltd | WRI1019966 | Mahatma Power ltd | https://www.zaubacorp.com/company/MAHATMA-SUGAR-POWER-LIMITED/U15421MH1997PLC111855
MAHI BAJAJ I&II | Hydro |  | 140 | 23.5443 | 74.5062 | 1987 |  | IND0000249 | Central Electricity Authority | http://www.cea.nic.in/
MAHUL REFINERY | Oil |  | 22 | 19.0162 | 72.8963 |  | Bharat Corp ltd | WRI1019967 | Bharat Corp ltd | https://bharatpetroleum.com/
MAIHAR CEMENT PLANT | Coal |  | 31.4 | 24.2021 | 80.7997 |  | Maihar Cement ltd | WRI1020005 | Maihar Cement ltd | http://www.maiharcement.co.in/
MAITHON | Hydro |  | 63.2 | 23.7872 | 86.8284 | 1957 |  | IND0000250 | Central Electricity Authority | http://www.cea.nic.in/
MAITHON RB TPP | Coal | Oil | 1050 | 23.8209 | 86.76 | 2011 |  | IND0000252 | Central Electricity Authority | http://www.cea.nic.in/
MALANA | Hydro |  | 186 | 32.0041 | 77.2494 | 2006 |  | IND0000253 | Central Electricity Authority | http://www.cea.nic.in/
MALLARPUR | Hydro |  | 9 | 15.3773 | 76.4591 | 1993 |  | IND0000254 | Central Electricity Authority | http://www.cea.nic.in/
MANERI BHALI | Hydro |  | 394 | 30.7294 | 78.4238 | 2002 |  | IND0000255 | Central Electricity Authority | http://www.cea.nic.in/
MANGALORE REFINERY | Gas |  | 166.5 | 12.9821 | 74.8496 |  | Mangalore & petrochem | WRI1019926 | Mangalore & petrochem | https://mrpl.co.in/
MANGAON CCPP | Gas |  | 388 | 18.3879 | 73.3529 | 2016 |  | IND0000520 | Central Electricity Authority | http://www.cea.nic.in/
MANGLAM CEMENT | Coal |  | 25 | 24.7176 | 75.9522 |  | Manglam Cement ltd | WRI1019892 | Manglam Cement ltd | http://www.mangalamcement.com/
MANI DPH | Hydro |  | 9 | 13.6763 | 75.0462 | 1993 |  | IND0000256 | Central Electricity Authority | http://www.cea.nic.in/
MANIKDOH | Hydro |  | 6 | 19.2345 | 73.8144 | 1996 |  | IND0000257 | Central Electricity Authority | http://www.cea.nic.in/
MANIKGARH CEMENT | Coal |  | 50 | 19.7235 | 79.1761 |  | Manikgarh Manikgarh cement | WRI1019968 | Manikgarh Manikgarh cement | http://www.manikgarhcement.com/
MANIYAR | Hydro |  | 12 | 9.3294 | 76.8798 | 1994 |  | IND0000258 | Central Electricity Authority | http://www.cea.nic.in/
MARATHA CEMENT PLANT | Coal |  | 45 | 19.703 | 79.2206 |  | Ambuja Cements ltd | WRI1019969 | Ambuja Cements ltd | http://www.ambujacement.com/
MARWA TPP | Coal | Oil | 1000 | 22.0708 | 82.6022 | 2015 |  | IND0000260 | Central Electricity Authority | http://www.cea.nic.in/
MATATILLA | Hydro |  | 30.6 | 25.1001 | 78.3717 | 1965 |  | IND0000261 | Central Electricity Authority | http://www.cea.nic.in/
MEJA STPP | Coal | Oil | 660 | 25.1447 | 81.9415 | 2018 |  | IND0000532 | Central Electricity Authority | http://www.cea.nic.in/
MEJIA | Coal | Oil | 1340 | 23.4639 | 87.1311 | 2001 |  | IND0000262 | Central Electricity Authority | http://www.cea.nic.in/
MEJIA TPS EXT | Coal | Oil | 1000 | 23.4639 | 87.1311 | 2010 |  | IND0000263 | Central Electricity Authority | http://www.cea.nic.in/
MELAMARUTHUR (MUTHIARA) | Coal | Oil | 1200 | 8.9159 | 78.1374 | 2015 |  | IND0000264 | Central Electricity Authority | http://www.cea.nic.in/
METTUR | Coal | Oil | 840 | 11.7696 | 77.8138 | 1988 |  | IND0000265 | Central Electricity Authority | http://www.cea.nic.in/
METTUR DAM | Hydro |  | 250 | 11.8014 | 77.8085 | 1960 |  | IND0000266 | Central Electricity Authority | http://www.cea.nic.in/
METTUR TPS EXT | Coal | Oil | 600 | 11.7696 | 77.8138 | 2012 |  | IND0000267 | Central Electricity Authority | http://www.cea.nic.in/
MIHAN TPP | Coal | Oil | 246 | 21.0377 | 78.9334 | 2010 |  | IND0000268 | Central Electricity Authority | http://www.cea.nic.in/
MONARCHAK CCPP | Gas |  | 101 | 23.438 | 91.274 | 2015 |  | IND0000272 | Central Electricity Authority | http://www.cea.nic.in/
MORDI PLANT | Coal |  | 46 | 23.5496 | 74.4072 |  | Rswm Rswm ltd | WRI1019893 | Rswm Rswm ltd | http://rswm.in/
MOUDA STPS | Coal | Oil | 2320 | 21.1797 | 79.3978 | 2014 |  | IND0000273 | Central Electricity Authority | http://www.cea.nic.in/
MOYAR | Hydro |  | 36 | 11.6137 | 76.6919 | 1952 |  | IND0000275 | Central Electricity Authority | http://www.cea.nic.in/
MP1 Hero | Solar |  | 50 | 23.849 | 75.797 |  |  | WKS0067006 | Wiki-Solar | https://www.wiki-solar.org
MRMPL Mudari Wind Farm | Wind |  | 20 | 26.8051 | 70.7381 |  | Jodhpur Vidyut Vitran Nigam Limited | WRI1026348 | CDM | https://cdm.unfccc.int/Projects/DB/LRQA%20Ltd1278588174.29/view
MSPL Wind Farm | Wind |  | 78.9 | 15.1579 | 75.7965 |  | MSPL | WRI1026070 | CDM | https://cdm.unfccc.int/filestorage/I/M/8/IM82KOV79XD6W1FSRY0APUBQT5HNG3/PDD%20Version%203.1?t=eXJ8b2pkY3A3fDDe6Zq2yZtRMfXDrbXuYkLx
MUDHOL CEMENT | Coal |  | 50 | 16.2017 | 75.3005 |  | Jk Cement ltd | WRI1019927 | Jk Cement ltd | http://www.jkcement.com/power-plants
MUKERIAN I -IV | Hydro |  | 207 | 31.9553 | 75.836 | 1987 |  | IND0000276 | Central Electricity Authority | http://www.cea.nic.in/
MUL GRETA | Coal |  | 15 | 20.0805 | 79.7148 |  | Greta Energy ltd | WRI1019970 | Greta Energy ltd | http://www.gretagroup.com/
MUMBAI BPCL | Gas |  | 31.2 | 19.016 | 72.8948 |  | Bharat Corp ltd | WRI1019971 | Bharat Corp ltd | https://bharatpetroleum.com/
MUMBAI JINDAL | Oil |  | 25.2 | 18.5309 | 72.9465 |  | Jsw Steel ltd | WRI1020014 | Jsw Steel ltd | http://www.jsw.in/
MUMBAI ONGC | Gas |  | 75 | 18.9988 | 72.8997 |  | Ongc Gas corp | WRI1020015 | Ongc Gas corp | http://www.ongcindia.com/
MUNDRA TPP | Coal | Oil | 4620 | 22.823 | 69.5532 | 2010 |  | IND0000278 | Central Electricity Authority | http://www.cea.nic.in/
MUNDRA UMPP | Coal | Oil | 4000 | 22.8158 | 69.5281 | 2012 |  | IND0000279 | Central Electricity Authority | http://www.cea.nic.in/
MUNIRABAD | Hydro |  | 28.3 | 15.2666 | 76.3288 | 1963 |  | IND0000280 | Central Electricity Authority | http://www.cea.nic.in/
MUNOLI DISTILLERY | Biomass |  | 11.2 | 15.8555 | 75.1002 |  | Shree Sugars ltd | WRI1019928 | Shree Sugars ltd | http://www.renukasugars.com/
MURBAD PLANT | Coal |  | 15 | 19.261 | 73.3638 |  | Technocraft Technocraft group | WRI1019972 | Technocraft Technocraft group | http://www.technocraftgroup.com/
MUZAFFARPUR | Coal | Oil | 610 | 26.1953 | 85.3017 | 2005 |  | IND0000281 | Central Electricity Authority | http://www.cea.nic.in/
MYNTDU | Hydro |  | 126 | 25.2354 | 92.2279 | 2012 |  | IND0000282 | Central Electricity Authority | http://www.cea.nic.in/
Madaram ISCPL | Solar |  | 5 | 19.147 | 79.425 |  |  | WKS0068245 | Wiki-Solar | https://www.wiki-solar.org
Madhugiri | Solar |  | 20 | 13.68 | 77.195 |  |  | WKS0067052 | Wiki-Solar | https://www.wiki-solar.org
Magadi | Solar |  | 20 | 12.8703 | 77.295 |  |  | WKS0067053 | Wiki-Solar | https://www.wiki-solar.org
Magania | Solar |  | 50 | 29.819 | 75.574 |  |  | WKS0070854 | Wiki-Solar | https://www.wiki-solar.org
Mahoba Acme | Solar |  | 20 | 25.32 | 79.58 |  |  | WKS0065419 | Wiki-Solar | https://www.wiki-solar.org
Mahoba Adani | Solar |  | 50 | 25.305 | 79.81 |  |  | WKS0066923 | Wiki-Solar | https://www.wiki-solar.org
Mahrauni Khurd | Solar |  | 10 | 24.793 | 78.4124 |  |  | WKS0065658 | Wiki-Solar | https://www.wiki-solar.org
Makthal SLE | Solar |  | 10 | 16.464 | 77.497 |  |  | WKS0068261 | Wiki-Solar | https://www.wiki-solar.org
Maloshi Wind Farm | Wind |  | 14.65 | 17.5727 | 73.9032 |  |  | WRI1026077 | CDM | https://cdm.unfccc.int/filestorage/A/R/Q/ARQ8TKW54JBLF1U3E6OXVHCDSN9M70/PDD-CEM-0792-27-09.pdf?t=V0d8b2pibmNpfDBisKvrZGRCvGuhGr5W8zZF
Manamunda | Solar |  | 20 | 20.783 | 83.891 |  |  | WKS0063641 | Wiki-Solar | https://www.wiki-solar.org
Manapur | Solar |  | 50 | 20.3 | 75.79 |  |  | WKS0070843 | Wiki-Solar | https://www.wiki-solar.org
Manarchak | Solar |  | 5 | 23.465 | 91.275 |  |  | WKS0065223 | Wiki-Solar | https://www.wiki-solar.org
Manchini ACME | Solar |  | 50 | 18.691 | 79.63 |  |  | WKS0066951 | Wiki-Solar | https://www.wiki-solar.org
Manchitiya Jakson | Solar |  | 24 | 27.48 | 72.309 |  |  | WKS0061803 | Wiki-Solar | https://www.wiki-solar.org
Manchitiya Symphony | Solar |  | 10 | 27.451 | 72.339 |  |  | WKS0061810 | Wiki-Solar | https://www.wiki-solar.org
Mandamarri Renew | Solar |  | 48 | 18.985 | 79.446 |  |  | WKS0067123 | Wiki-Solar | https://www.wiki-solar.org
Mandrup - Giriraj Solar Power Plant | Solar |  | 6.6 | 17.4999 | 75.781 |  | Giriraj Enterprises | WRI1026170 | Maharashtra State Power Generation Co Ltd (MAHAGENCO) | http://www.mahaurja.com/PDF/PG2_GridConnSPPCommissioned.pdf
Mandrup II | Solar |  | 25.9 | 17.499 | 75.779 |  |  | WKS0062307 | Wiki-Solar | https://www.wiki-solar.org
Mandrup III | Solar |  | 4 | 17.5008 | 75.7876 |  |  | WKS0067252 | Wiki-Solar | https://www.wiki-solar.org
Mandsaur 1 | Solar |  | 50 | 24.085 | 75.795 |  |  | WKS0066868 | Wiki-Solar | https://www.wiki-solar.org
Mandsaur 2 | Solar |  | 50 | 24.085 | 75.795 |  |  | WKS0066869 | Wiki-Solar | https://www.wiki-solar.org
Mandsaur 3 | Solar |  | 50 | 24.085 | 75.795 |  |  | WKS0066870 | Wiki-Solar | https://www.wiki-solar.org
Mandsaur 4 | Solar |  | 50 | 24.085 | 75.795 |  |  | WKS0066871 | Wiki-Solar | https://www.wiki-solar.org
Mandsaur 5 | Solar |  | 50 | 24.085 | 75.795 |  |  | WKS0066872 | Wiki-Solar | https://www.wiki-solar.org
Mangalore Port | Solar |  | 4 | 12.9435 | 74.8239 |  |  | WKS0069923 | Wiki-Solar | https://www.wiki-solar.org
Mangalwedha | Solar |  | 20 | 17.538 | 75.433 |  |  | WKS0062300 | Wiki-Solar | https://www.wiki-solar.org
Manglore | Solar |  | 20 | 29.738 | 77.93 |  |  | WKS0067142 | Wiki-Solar | https://www.wiki-solar.org
Mankhera | Solar |  | 25 | 29.589 | 75.242 |  |  | WKS0062431 | Wiki-Solar | https://www.wiki-solar.org
Manuguru | Solar |  | 12 | 17.882 | 80.86 |  |  | WKS0070927 | Wiki-Solar | https://www.wiki-solar.org
Marikal | Solar |  | 20 | 16.628 | 77.664 |  |  | WKS0064391 | Wiki-Solar | https://www.wiki-solar.org
Mauja | Solar |  | 8.1 | 25.317 | 79.814 |  |  | WKS0069755 | Wiki-Solar | https://www.wiki-solar.org
Mayakonda | Solar |  | 20 | 14.275 | 76.07 |  |  | WKS0067055 | Wiki-Solar | https://www.wiki-solar.org
Medak Mytrah | Solar |  | 15 | 18.144 | 78.651 |  |  | WKS0067086 | Wiki-Solar | https://www.wiki-solar.org
Medak Rays | Solar |  | 5 | 18.056 | 78.407 |  |  | WKS0068727 | Wiki-Solar | https://www.wiki-solar.org
Mejia | Solar |  | 10 | 23.535 | 87.065 |  |  | WKS0070890 | Wiki-Solar | https://www.wiki-solar.org
Melamudimannar | Solar |  | 18 | 9.416 | 78.248 |  |  | WKS0062421 | Wiki-Solar | https://www.wiki-solar.org
Meravadar GIS | Solar |  | 10 | 21.736 | 70.116 |  |  | WKS0061030 | Wiki-Solar | https://www.wiki-solar.org
Meravadar GMPL | Solar |  | 5 | 21.733 | 70.105 |  |  | WKS0062051 | Wiki-Solar | https://www.wiki-solar.org
Midjil | Solar |  | 10.1 | 16.743 | 78.358 |  |  | WKS0064167 | Wiki-Solar | https://www.wiki-solar.org
Minpoor ES | Solar |  | 50 | 17.994 | 78.048 |  |  | WKS0067108 | Wiki-Solar | https://www.wiki-solar.org
Minpoor Renew | Solar |  | 100 | 17.961 | 78.055 |  |  | WKS0067120 | Wiki-Solar | https://www.wiki-solar.org
Minpur Sky | Solar |  | 50 | 18.05 | 78.075 |  |  | WKS0067100 | Wiki-Solar | https://www.wiki-solar.org
Mirpur Kalan - Alianz Eco Solar Power Plant | Solar |  | 2.1 | 29.7303 | 75.3099 |  | Alianz Eco Power Private Limited | WRI1026171 | PEDA | http://www.peda.gov.in/main/SPVPowerProjects.html
Mirpur Kalan - Nexgen Solux Solar Power Plant | Solar |  | 1 | 29.7311 | 75.308 |  | Nexgen Solux Private Limited | WRI1026172 | PEDA | http://www.peda.gov.in/main/SPVPowerProjects.html
Mirzapur | Solar |  | 75 | 25.1 | 82.38 |  |  | WKS0066996 | Wiki-Solar | https://www.wiki-solar.org
Mithapur Solar Power Plant | Solar |  | 17 | 22.4077 | 68.9925 |  | Tata Power Solar Systems Limited (TPREL) | WRI1026173 | Tata Power Solar | http://www.tatapowersolar.com
Mithi | Solar |  | 6 | 28.6966 | 75.5823 |  |  | WKS0073926 | Wiki-Solar | https://www.wiki-solar.org
Mograle | Solar |  | 50 | 17.874 | 74.545 |  |  | WKS0068392 | Wiki-Solar | https://www.wiki-solar.org
Mohari | Solar |  | 10 | 18.6667 | 75.5167 |  |  | WKS0069754 | Wiki-Solar | https://www.wiki-solar.org
Mokal Wind Farm | Wind |  | 31.5 | 27.1657 | 70.7455 |  |  | WRI1026093 | CDM | https://cdm.unfccc.int/filestorage/o/t/LOE8KY3952J1UZAFN6CHMPQBVD7RS0.pdf/PDD_RSMML.pdf?t=QUZ8b2pkZzRzfDAgGCgKw2iEeb78bqr1DaV0
Mokla Wind farm | Wind |  | 52.5 | 27.1611 | 70.681 |  |  | WRI1026092 | CDM | https://cdm.unfccc.int/filestorage/_/r/F932EYQBPVM7IXZ4KWRUG5HT6S0ACL.pdf/7895-PDD-26%20Oct%2012.pdf?t=aEJ8b2picjhvfDAyiJ_x---be015MnlJwvjn
Molga | Solar |  | 50 | 23.039 | 76.941 |  |  | WKS0065809 | Wiki-Solar | https://www.wiki-solar.org
Monjanur | Solar |  | 15 | 10.967 | 77.778 |  |  | WKS0064111 | Wiki-Solar | https://www.wiki-solar.org
Moolippatti | Solar |  | 40 | 9.644 | 77.851 |  |  | WKS0067246 | Wiki-Solar | https://www.wiki-solar.org
Moovanur GRT 1 | Solar |  | 5 | 11.0027 | 78.6108 |  |  | WKS0067247 | Wiki-Solar | https://www.wiki-solar.org
Moovanur GRT 2 | Solar |  | 5 | 11.0003 | 78.6101 |  |  | WKS0067238 | Wiki-Solar | https://www.wiki-solar.org
Moovanur GRT 3 | Solar |  | 5 | 11.0005 | 78.6129 |  |  | WKS0067236 | Wiki-Solar | https://www.wiki-solar.org
Mouje | Solar |  | 20 | 23.378 | 70.558 |  |  | WKS0061776 | Wiki-Solar | https://www.wiki-solar.org
Muddebihal | Solar |  | 20 | 16.256 | 76.16 |  |  | WKS0067056 | Wiki-Solar | https://www.wiki-solar.org
Mudhol-Chikoppa | Solar |  | 30 | 15.65 | 75.985 |  |  | WKS0073070 | Wiki-Solar | https://www.wiki-solar.org
Mugalkhod | Solar |  | 50 | 16.41 | 75.195 |  |  | WKS0070776 | Wiki-Solar | https://www.wiki-solar.org
Muktainagar Edge | Solar |  | 50 | 21.015 | 76.04 |  |  | WKS0070754 | Wiki-Solar | https://www.wiki-solar.org
Muktainagar Essel | Solar |  | 20 | 21.06 | 76.08 |  |  | WKS0070761 | Wiki-Solar | https://www.wiki-solar.org
Muktainagar Sukhbir | Solar |  | 20 | 21.04 | 76.025 |  |  | WKS0068606 | Wiki-Solar | https://www.wiki-solar.org
Muktainagar Vijay | Solar |  | 10 | 21.045 | 76.05 |  |  | WKS0068602 | Wiki-Solar | https://www.wiki-solar.org
Mukundarayappuram | Solar |  | 5 | 12.988 | 79.294 |  |  | WKS0067245 | Wiki-Solar | https://www.wiki-solar.org
Mulaj | Solar |  | 20 | 17.85 | 76.705 |  |  | WKS0070749 | Wiki-Solar | https://www.wiki-solar.org
Mulbagal | Solar |  | 20 | 13.165 | 78.365 |  |  | WKS0067057 | Wiki-Solar | https://www.wiki-solar.org
Mulshi Solar Power Plant | Solar |  | 3 | 18.4921 | 73.5081 |  | Tata Power Solar Systems Limited (TPREL) | WRI1026174 | Tata Power Solar | http://www.tatapowersolar.com
Munanjipatti | Solar |  | 7.7 | 8.535 | 77.8 |  |  | WKS0065068 | Wiki-Solar | https://www.wiki-solar.org
Mundra | Solar |  | 9.3 | 22.89 | 69.695 |  |  | WKS0066014 | Wiki-Solar | https://www.wiki-solar.org
Munipalli | Solar |  | 5 | 17.69 | 77.861 |  |  | WKS0063660 | Wiki-Solar | https://www.wiki-solar.org
Muradwala Dal Singh Solar Power Plant | Solar |  | 21 | 29.7303 | 75.3099 |  | Solairedirect Projects India Private Limited | WRI1026175 | Solairedirect | https://www.solairedirect.com
Muradwala Dalsingh | Solar |  | 21 | 30.252 | 74.251 |  |  | WKS0062424 | Wiki-Solar | https://www.wiki-solar.org
Musri | Solar |  | 20 | 11.083 | 78.506 |  |  | WKS0062318 | Wiki-Solar | https://www.wiki-solar.org
Muthuramalingapuram | Solar |  | 8 | 9.437 | 78.173 |  |  | WKS0067249 | Wiki-Solar | https://www.wiki-solar.org
Muttam | Solar |  | 4 | 10.8245 | 79.8147 |  |  | WKS0065867 | Wiki-Solar | https://www.wiki-solar.org
N.A.P.S | Nuclear |  | 440 | 28.156 | 78.4089 | 1990 |  | IND0000283 | Central Electricity Authority | http://www.cea.nic.in/
NABI NAGAR TPP | Coal | Oil | 750 | 24.7754 | 84.1588 | 2017 |  | IND0000287 | Central Electricity Authority | http://www.cea.nic.in/
NAGARJUNA SAGAR | Hydro |  | 815.6 | 16.5678 | 79.3442 | 1982 |  | IND0000286 | Central Electricity Authority | http://www.cea.nic.in/
NAGARJUNA SAGAR TPD | Hydro |  | 50 | 16.626 | 79.4909 | 2017 |  | IND0000521 | Central Electricity Authority | http://www.cea.nic.in/
NAGDA GRASIM | Coal |  | 45.5 | 23.4469 | 75.408 |  | Grasim Industries ltd | WRI1020006 | Grasim Industries ltd | http://www.grasim.com/
NAGOTHANE COMPLEX | Oil |  | 78.9 | 18.8829 | 73.1862 |  | Reliance Reliance petrochemicals | WRI1019973 | Reliance Petrochemicals | http://www.ril.com/OurBusinesses/Petrochemicals.aspx
NAGPUR GMT | Biomass |  | 10 | 21.0582 | 79.485 |  | Gmt Pvt ltd | WRI1019974 | Gmt Pvt ltd | http://purtigroup.com/gmt-mining.html
NAGPUR MILL | Biomass |  | 18.9 | 20.8062 | 79.0548 |  | Purti Sugar ltd | WRI1019975 | Purti Sugar ltd | http://purtigroup.com/
NAGPUR SPONGE IRON | Coal |  | 65 | 20.9276 | 79.2455 |  | Topworth Metals ltd | WRI1019976 | Topworth Metals ltd | http://www.topworthgroup.com/
NAMRUP GT | Gas |  | 161.75 | 27.1858 | 95.376 | 1990 |  | IND0000288 | Central Electricity Authority | http://www.cea.nic.in/
NARASINGPUR | Biomass |  | 10 | 22.9649 | 78.8132 |  | Orient Power ltd | WRI1020007 | Orient Power ltd | http://www.orientgreenpower.com/
NARAYANPUR | Hydro |  | 11.6 | 16.2365 | 76.3369 | 1998 |  | IND0000289 | Central Electricity Authority | http://www.cea.nic.in/
NARIMANGLAM | Hydro |  | 45 | 9.9533 | 76.9792 | 1961 |  | IND0000291 | Central Electricity Authority | http://www.cea.nic.in/
NASIK | Coal | Oil | 630 | 19.9817 | 73.8896 | 1980 |  | IND0000292 | Central Electricity Authority | http://www.cea.nic.in/
NASIK SINNAR | Coal |  | 270 | 19.8658 | 74.0835 |  | Rattanindia Power ltd | WRI1019977 | Rattanindia Power ltd | http://www.rattanindia.com/
NASIK TPP PH 1 | Coal | Oil | 1350 | 19.9817 | 73.8896 | 2016 |  | IND0000293 | Central Electricity Authority | http://www.cea.nic.in/
NATHPA JHAKRI | Hydro |  | 1500 | 31.564 | 77.98 | 2003 |  | IND0000294 | Central Electricity Authority | http://www.cea.nic.in/
NAWAPARA | Coal | Oil | 600 | 21.92 | 83.2788 | 2016 |  | IND0000522 | Central Electricity Authority | http://www.cea.nic.in/
NEPANAGAR MILL | Coal |  | 12.27 | 21.4504 | 76.4014 |  | National And paper | WRI1020008 | National And paper | http://www.epw.in/journal/1962/42/chair-uncategorised/national-newsprint-and-paper-mills-ltd-nepanagar-mp.html
NEW UMTRU | Hydro |  | 40 | 26.0132 | 91.8239 | 2017 |  | IND0000533 | Central Electricity Authority | http://www.cea.nic.in/
NEYVELI FST EXT | Coal | Oil | 420 | 11.5887 | 79.4611 | 2002 |  | IND0000297 | Central Electricity Authority | http://www.cea.nic.in/
NEYVELI ST I | Coal | Oil | 600 | 11.5893 | 79.4704 | 1966 |  | IND0000298 | Central Electricity Authority | http://www.cea.nic.in/
NEYVELI ST II | Coal | Oil | 1470 | 11.5576 | 79.4417 | 1989 |  | IND0000299 | Central Electricity Authority | http://www.cea.nic.in/
NEYVELI TPS EXP -II | Coal | Oil | 500 | 11.5534 | 79.4408 | 2013 |  | IND0000300 | Central Electricity Authority | http://www.cea.nic.in/
NEYVELI TPS(Z) | Coal | Oil | 250 | 11.5401 | 79.4159 | 2002 |  | IND0000301 | Central Electricity Authority | http://www.cea.nic.in/
NIGRI | Coal | Oil | 1320 | 24.15 | 81.9045 | 2014 |  | IND0000302 | Central Electricity Authority | http://www.cea.nic.in/
NIMBAHERA JK CEMENT | Coal |  | 33.2 | 24.6428 | 74.6843 |  | Jk Cement ltd | WRI1019894 | Jk Cement ltd | http://www.moneycontrol.com/india/stockpricequote/cement-major/jkcement/JKC03
NIMOO BAZGO | Hydro |  | 45 | 34.2154 | 77.1842 | 2013 |  | IND0000303 | Central Electricity Authority | http://www.cea.nic.in/
NITIN PLANT | Coal |  | 10.5 | 25.2042 | 74.6092 |  | Nitin Spinners ltd | WRI1019895 | Nitin Spinners ltd | http://www.nitinspinners.com/
NIZAM SAGAR | Hydro |  | 10 | 18.2172 | 77.9576 | 1956 |  | IND0000306 | Central Electricity Authority | http://www.cea.nic.in/
NLC Ramanathapuram | Solar |  | 100 | 9.444 | 78.572 |  |  | WKS0074067 | Wiki-Solar | https://www.wiki-solar.org
NMDC Anehalu Wind Farm | Wind |  | 10.5 | 14.098 | 76.3154 |  | NMDC | WRI1026349 | CDM | https://cdm.unfccc.int/Projects/DB/RWTUV1323884913.69/view
NORTH CHENNAI | Coal | Oil | 630 | 13.245 | 80.3257 | 1995 |  | IND0000307 | Central Electricity Authority | http://www.cea.nic.in/
NORTH CHENNAI EXTENSION | Coal | Oil | 1200 | 13.245 | 80.3257 | 2013 |  | IND0000308 | Central Electricity Authority | http://www.cea.nic.in/
NPKSP} Acme | Solar |  | 150 | 14.025 | 78.415 |  |  | WKS0068723 | Wiki-Solar | https://www.wiki-solar.org
NPKSP} Adani | Solar |  | 50 | 14.011 | 78.439 |  |  | WKS0068851 | Wiki-Solar | https://www.wiki-solar.org
NPKSP} Azure D | Solar |  | 50 | 14.034 | 78.443 |  |  | WKS0068852 | Wiki-Solar | https://www.wiki-solar.org
NPKSP} Azure O | Solar |  | 200 | 14.024 | 78.446 |  |  | WKS0068725 | Wiki-Solar | https://www.wiki-solar.org
NPKSP} FRV | Solar |  | 100 | 14.02 | 78.415 |  |  | WKS0068722 | Wiki-Solar | https://www.wiki-solar.org
NPKSP} Greenko | Solar |  | 500 | 14.101 | 78.463 |  |  | WKS0066930 | Wiki-Solar | https://www.wiki-solar.org
NPKSP} Tata I | Solar |  | 100 | 14.026 | 78.434 |  |  | WKS0066929 | Wiki-Solar | https://www.wiki-solar.org
NPKSP} Tata NSM-P2B3 | Solar |  | 100 | 14.041 | 78.43 |  |  | WKS0068724 | Wiki-Solar | https://www.wiki-solar.org
NURANANG | Hydro |  | 6 | 27.5882 | 91.981 | 1997 |  | IND0000309 | Central Electricity Authority | http://www.cea.nic.in/
N_SAGAR LBC | Hydro |  | 60 | 16.5697 | 79.3389 | 1992 |  | IND0000284 | Central Electricity Authority | http://www.cea.nic.in/
N_SAGAR RBC | Hydro |  | 90 | 16.5697 | 79.3389 | 1985 |  | IND0000285 | Central Electricity Authority | http://www.cea.nic.in/
Naga Samudra | Solar |  | 7 | 14.821 | 76.748 |  |  | WKS0062324 | Wiki-Solar | https://www.wiki-solar.org
Naga Samudra extn | Solar |  | 11 | 14.821 | 76.748 |  |  | WKS0064150 | Wiki-Solar | https://www.wiki-solar.org
Nagarkurnool Keerthi | Solar |  | 10 | 16.499 | 78.35 |  |  | WKS0068247 | Wiki-Solar | https://www.wiki-solar.org
Nagarkurnool Mytrah | Solar |  | 15 | 16.499 | 78.382 |  |  | WKS0067084 | Wiki-Solar | https://www.wiki-solar.org
Nagda Hills Wind Energy project | Wind |  | 6.25 | 22.8985 | 76.0718 |  |  | WRI1026350 | CDM | https://cdm.unfccc.int/Projects/DB/RWTUV1135356510.37/view
Nagercoli Wind Farm | Wind |  | 37.6 | 8.1784 | 77.6873 |  |  | WRI1026064 | CDM | https://cdm.unfccc.int/filestorage/5/D/0/5D0I7GCWXZ1VFNS6ROQKHTMYL8JA39/Nagercoil%20PDD%20Corrected_c.pdf?t=bkl8b2pkZGlofDAiW_GZYG7HXm3tF_Ie-IsH
Nagla | Solar |  | 4.1 | 29.8595 | 75.1924 |  |  | WKS0067263 | Wiki-Solar | https://www.wiki-solar.org
Nagwar | Solar |  | 5 | 17.8728 | 77.732 |  |  | WKS0067261 | Wiki-Solar | https://www.wiki-solar.org
Naini Solar Power Plant | Solar |  | 5.8 | 25.3723 | 81.8717 |  | EMC Limited | WRI1026176 | EMC Limited | http://www.emcpower.com
Nallakonda Wind Farm | Wind |  | 50.4 | 14.1651 | 77.5713 |  | Tadas Wind Energy | WRI1026351 | CDM | https://cdm.unfccc.int/Projects/DB/LRQA%20Ltd1355495522.4/view
Nallur | Solar |  | 40 | 12.84 | 76.375 |  |  | WKS0068591 | Wiki-Solar | https://www.wiki-solar.org
Nandipet Acme | Solar |  | 15 | 18.863 | 78.182 |  |  | WKS0067096 | Wiki-Solar | https://www.wiki-solar.org
Nandipet SD | Solar |  | 20 | 18.895 | 78.201 |  |  | WKS0068249 | Wiki-Solar | https://www.wiki-solar.org
Nangla | Solar |  | 15 | 29.859 | 75.21 |  |  | WKS0072808 | Wiki-Solar | https://www.wiki-solar.org
Naragund | Solar |  | 20 | 15.788 | 75.496 |  |  | WKS0067060 | Wiki-Solar | https://www.wiki-solar.org
Narayangarh | Solar |  | 24 | 24.255 | 75.025 |  |  | WKS0069875 | Wiki-Solar | https://www.wiki-solar.org
Narayankhed | Solar |  | 5 | 18.002 | 77.734 |  |  | WKS0068248 | Wiki-Solar | https://www.wiki-solar.org
Nargund Wind Farm | Wind |  | 7.2 | 15.7319 | 75.3789 |  | Bhoruka Power | WRI1026352 | CDM | https://cdm.unfccc.int/Projects/DB/PJR%20CDM1353582075.03/view
Narikudi | Solar |  | 60 | 9.568 | 78.31 |  |  | WKS0068269 | Wiki-Solar | https://www.wiki-solar.org
Narmada canal | Solar |  | 10 | 22.351 | 73.19 |  |  | WKS0062519 | Wiki-Solar | https://www.wiki-solar.org
Nasirpur | Solar |  | 50 | 26.074 | 79.556 |  |  | WKS0070857 | Wiki-Solar | https://www.wiki-solar.org
Nayka | Solar |  | 12.3 | 23.651 | 71.699 |  |  | WKS0061809 | Wiki-Solar | https://www.wiki-solar.org
Nednoor Cybercity | Solar |  | 5 | 17.058 | 78.466 |  |  | WKS0068259 | Wiki-Solar | https://www.wiki-solar.org
Neemrana | Solar |  | 5 | 27.945 | 76.36 |  |  | WKS0066857 | Wiki-Solar | https://www.wiki-solar.org
Neemuch | Solar |  | 131 | 24.688 | 75.13 |  |  | WKS0067159 | Wiki-Solar | https://www.wiki-solar.org
Neerdigunta A | Solar |  | 7.6 | 17.838 | 78.017 |  |  | WKS0074073 | Wiki-Solar | https://www.wiki-solar.org
Nellorepalem | Solar |  | 5 | 14.68 | 79.645 |  |  | WKS0067277 | Wiki-Solar | https://www.wiki-solar.org
Neralakunte | Solar |  | 10 | 13.992 | 77.366 |  |  | WKS0066939 | Wiki-Solar | https://www.wiki-solar.org
Neralakunte A | Solar |  | 4.5 | 13.9922 | 77.3618 |  |  | WKS0069356 | Wiki-Solar | https://www.wiki-solar.org
Neyveli | Solar |  | 10 | 11.611 | 79.52 |  |  | WKS0063018 | Wiki-Solar | https://www.wiki-solar.org
Neyveli NLC1 | Solar |  | 65 | 11.623 | 79.532 |  |  | WKS0068457 | Wiki-Solar | https://www.wiki-solar.org
Neyveli NLC2 | Solar |  | 65 | 11.63 | 79.494 |  |  | WKS0068458 | Wiki-Solar | https://www.wiki-solar.org
Nimbal Gulbarga A | Solar |  | 5 | 17.093 | 75.872 |  |  | WKS0067282 | Wiki-Solar | https://www.wiki-solar.org
Nimbal Gulbarga B | Solar |  | 5 | 17.084 | 75.873 |  |  | WKS0067283 | Wiki-Solar | https://www.wiki-solar.org
Nimbera | Solar |  | 10 | 25.65 | 74.87 |  |  | WKS0064518 | Wiki-Solar | https://www.wiki-solar.org
Nirmal Acme | Solar |  | 50 | 19.133 | 78.242 |  |  | WKS0067113 | Wiki-Solar | https://www.wiki-solar.org
Nirmal Mahindra | Solar |  | 50 | 19.048 | 78.288 |  |  | WKS0067119 | Wiki-Solar | https://www.wiki-solar.org
Nokh - GGEL Solar Power Plant | Solar |  | 50 | 27.6007 | 72.2242 |  | Godawari Green Energy Limited (GGEL) | WRI1026177 | Hira Group | http://hiragroup.com
Nokh - Precision Technik Solar Power Plant | Solar |  | 5 | 27.5728 | 72.206 |  | Precision Technik Private Limited | WRI1026178 | Precision Technik Private Limited | http://www.rrecl.com/PDF/Details%20of%20Rajasthan.pdf
Nokha Daiya Solar Power Plant | Solar |  | 5 | 28.1371 | 72.9661 |  | Alex Spectrum Radiations Private Limited | WRI1026179 | Ministry of New and Renewable Energy | http://mnre.gov.in/file-manager/UserFiles/State%20wise%20commissioning%20status%20of%20grid%20connected%20solar%20power%20projects/Rajasthan.pdf
Nokha-Daiya Trimex | Solar |  | 9 | 28.137 | 72.967 |  |  | WKS0065205 | Wiki-Solar | https://www.wiki-solar.org
NuPower Tirunelveli Wind Farm | Wind |  | 150 | 9.0737 | 77.4753 |  | NuPower | WRI1026065 | CDM | https://cdm.unfccc.int/filestorage/3/x/NUSA0ZGPJRT6YXIMEVOB74WDHQ5KF8.pdf/Final%20PDD.pdf?t=QzV8b2picHExfDDzqlVY2T6pSjzHeaKJVjyC
OBRA | Hydro |  | 99 | 24.4375 | 82.9655 | 1970 |  | IND0000310 | Central Electricity Authority | http://www.cea.nic.in/
OBRA-A | Coal | Oil | 1094 | 24.4448 | 82.9803 | 1979 |  | IND0000311 | Central Electricity Authority | http://www.cea.nic.in/
OF Medak | Solar |  | 15 | 17.514 | 78.141 |  |  | WKS0068462 | Wiki-Solar | https://www.wiki-solar.org
OMKARESHWAR | Hydro |  | 520 | 22.2418 | 76.1619 | 2007 |  | IND0000312 | Central Electricity Authority | http://www.cea.nic.in/
ONGC Jerat Wind Farm | Wind |  | 102 | 26.818 | 71.0643 |  |  | WRI1026091 | CDM | https://cdm.unfccc.int/filestorage/L/M/Z/LMZG56NYST19Q7IHD4EPXJRF2VB03W/PDD.pdf?t=R1p8b2picTYxfDApzXyA-gGP8NbbOgKvi68C
ONGC Kutch Wind Farm | Wind |  | 51 | 23.1689 | 68.6975 |  |  | WRI1026085 | CDM | https://cdm.unfccc.int/filestorage/F/X/W/FXWNHT2DU5RV3BGL7YA8ZKPI46OS9E/2856_PDD_clean.pdf?t=RGp8b2picmp5fDB2P7QGVKqmOvLt7pNBaIqW
Orai | Solar |  | 15 | 26.005 | 79.515 |  |  | WKS0070879 | Wiki-Solar | https://www.wiki-solar.org
P.NALLUR CCGT | Gas |  | 330.5 | 11.0749 | 79.834 | 2001 |  | IND0000313 | Central Electricity Authority | http://www.cea.nic.in/
PAGUTHAN | Gas |  | 655 | 21.78 | 72.979 | 1997 |  | IND0000314 | Central Electricity Authority | http://www.cea.nic.in/
PAINAMPURAM | Coal | Oil | 1320 | 14.3512 | 80.1431 | 2015 |  | IND0000315 | Central Electricity Authority | http://www.cea.nic.in/
PAITHON | Hydro |  | 12 | 19.4834 | 75.3696 | 1984 |  | IND0000316 | Central Electricity Authority | http://www.cea.nic.in/
PALATANA CCPP | Gas |  | 726.6 | 23.4987 | 91.4385 | 2013 |  | IND0000317 | Central Electricity Authority | http://www.cea.nic.in/
PALLIVASAL | Hydro |  | 37.5 | 10.0314 | 77.0548 | 1970 |  | IND0000318 | Central Electricity Authority | http://www.cea.nic.in/
PAMPORE GT | Oil |  | 175 | 34.004 | 74.9175 | 1992 |  | IND0000319 | Central Electricity Authority | http://www.cea.nic.in/
PANCHET | Hydro |  | 80 | 23.6815 | 86.7473 | 1975 |  | IND0000320 | Central Electricity Authority | http://www.cea.nic.in/
PANIPAT | Coal | Oil | 920 | 29.3975 | 76.8763 | 2000 |  | IND0000321 | Central Electricity Authority | http://www.cea.nic.in/
PANNIAR | Hydro |  | 30 | 9.9731 | 77.0281 | 1982 |  | IND0000323 | Central Electricity Authority | http://www.cea.nic.in/
PAPANASAM | Hydro |  | 32 | 8.7065 | 77.3627 | 1946 |  | IND0000324 | Central Electricity Authority | http://www.cea.nic.in/
PARAS | Coal | Oil | 500 | 20.7147 | 76.7948 | 2009 |  | IND0000325 | Central Electricity Authority | http://www.cea.nic.in/
PARBATI-III | Hydro |  | 520 | 31.7398 | 77.2576 | 2014 |  | IND0000326 | Central Electricity Authority | http://www.cea.nic.in/
PARBHANI GANGAKHED | Biomass |  | 30 | 18.9057 | 76.7282 |  | Gangakhed Energy ltd | WRI1019954 | Gangakhed Energy ltd | http://www.gangakhedicpp.com/
PARE | Hydro |  | 110 | 27.2387 | 93.8107 | 2018 |  | IND0000540 | Central Electricity Authority | http://www.cea.nic.in/
PARICHA | Coal | Oil | 1140 | 25.5124 | 78.7588 | 2004 |  | IND0000327 | Central Electricity Authority | http://www.cea.nic.in/
PARLI | Coal | Oil | 1170 | 18.8685 | 76.5254 | 2002 |  | IND0000328 | Central Electricity Authority | http://www.cea.nic.in/
PARSEN_S VALLE | Hydro |  | 30 | 11.3646 | 76.6045 | 2000 |  | IND0000329 | Central Electricity Authority | http://www.cea.nic.in/
PATALGANGA | Gas |  | 66 | 18.8834 | 73.1814 |  | Reliance Ltd ril) | WRI1020017 | Reliance Power Ltd | http://www.ril.com/
PATHADI TPS PH -I | Coal | Oil | 600 | 22.2454 | 82.7246 | 2009 |  | IND0000330 | Central Electricity Authority | http://www.cea.nic.in/
PATHRI | Hydro |  | 20.4 | 29.9274 | 78.0415 | 1955 |  | IND0000331 | Central Electricity Authority | http://www.cea.nic.in/
PAWANA | Hydro |  | 10 | 18.6814 | 73.4948 | 1988 |  | IND0000333 | Central Electricity Authority | http://www.cea.nic.in/
PEDDAPURAM CCGT(Samalkot) | Gas |  | 220 | 17.0853 | 82.1283 | 2002 |  | IND0000334 | Central Electricity Authority | http://www.cea.nic.in/
PENCH | Hydro |  | 160 | 21.4813 | 79.2086 | 1986 |  | IND0000335 | Central Electricity Authority | http://www.cea.nic.in/
PENNA AHOBELAM | Hydro |  | 20 | 14.6859 | 77.7147 | 1994 |  | IND0000336 | Central Electricity Authority | http://www.cea.nic.in/
PERIYAR | Hydro |  | 161 | 9.6266 | 77.1905 | 1960 |  | IND0000337 | Central Electricity Authority | http://www.cea.nic.in/
PIPAVAV CCCP | Gas | Oil | 702.86 | 20.8986 | 71.4693 | 2013 |  | IND0000338 | Central Electricity Authority | http://www.cea.nic.in/
POCHAMPAD | Hydro |  | 36 | 18.9766 | 78.2563 | 1987 |  | IND0000339 | Central Electricity Authority | http://www.cea.nic.in/
PONG | Hydro |  | 396 | 31.9667 | 75.9469 | 1979 |  | IND0000340 | Central Electricity Authority | http://www.cea.nic.in/
PORINGALKUTTU | Hydro |  | 32 | 10.3118 | 76.617 | 1958 |  | IND0000341 | Central Electricity Authority | http://www.cea.nic.in/
PORINGALKUTTU L | Hydro |  | 16 | 10.3118 | 76.617 | 1999 |  | IND0000342 | Central Electricity Authority | http://www.cea.nic.in/
PRAGATI CCCP -III | Gas |  | 1371.2 | 28.7962 | 77.0706 | 2012 |  | IND0000343 | Central Electricity Authority | http://www.cea.nic.in/
PRAGATI CCGT | Gas |  | 330 | 28.6146 | 77.2528 | 2002 |  | IND0000344 | Central Electricity Authority | http://www.cea.nic.in/
PRIYADARSHNI JURALA | Hydro |  | 234 | 16.3328 | 77.7036 | 2009 |  | IND0000345 | Central Electricity Authority | http://www.cea.nic.in/
PRYAGRAJ (BARA) TPP | Coal | Oil | 1980 | 25.196 | 81.6594 | 2016 |  | IND0000346 | Central Electricity Authority | http://www.cea.nic.in/
PULICHINTALA | Hydro |  | 120 | 16.7739 | 80.0525 | 2017 |  | IND0000523 | Central Electricity Authority | http://www.cea.nic.in/
PUNE MILL | Coal |  | 30 | 18.2417 | 74.7531 |  | Sinarmas Paper ltd | WRI1019978 | Sinarmas Paper ltd | http://www.sinarmas.com/en/business-units/
PURULIA PSS | Hydro |  | 900 | 23.1975 | 86.097 | 2007 |  | IND0000347 | Central Electricity Authority | http://www.cea.nic.in/
PYKARA | Hydro |  | 59.2 | 11.5336 | 76.6011 | 1943 |  | IND0000348 | Central Electricity Authority | http://www.cea.nic.in/
PYKARA ALIMATE | Hydro |  | 150 | 11.5336 | 76.6011 | 2005 |  | IND0000349 | Central Electricity Authority | http://www.cea.nic.in/
PaSP} AR | Solar |  | 50 | 14.256 | 77.414 |  |  | WKS0073284 | Wiki-Solar | https://www.wiki-solar.org
PaSP} Acme O1 | Solar |  | 50 | 14.266 | 77.477 |  |  | WKS0066943 | Wiki-Solar | https://www.wiki-solar.org
PaSP} Acme O2 | Solar |  | 50 | 14.266 | 77.469 |  |  | WKS0068283 | Wiki-Solar | https://www.wiki-solar.org
PaSP} Adani D1 | Solar |  | 50 | 14.259 | 77.485 |  |  | WKS0066944 | Wiki-Solar | https://www.wiki-solar.org
PaSP} Adani O1 | Solar |  | 50 | 14.238 | 77.483 |  |  | WKS0066942 | Wiki-Solar | https://www.wiki-solar.org
PaSP} Adani O2 | Solar |  | 50 | 14.252 | 77.486 |  |  | WKS0066941 | Wiki-Solar | https://www.wiki-solar.org
PaSP} Fortum O1 | Solar |  | 50 | 14.243 | 77.467 |  |  | WKS0066936 | Wiki-Solar | https://www.wiki-solar.org
PaSP} Fortum O2 | Solar |  | 50 | 14.237 | 77.467 |  |  | WKS0066937 | Wiki-Solar | https://www.wiki-solar.org
PaSP} Rattan | Solar |  | 50 | 14.231 | 77.461 |  |  | WKS0066934 | Wiki-Solar | https://www.wiki-solar.org
PaSP} Renew 1 | Solar |  | 50 | 14.251 | 77.457 |  |  | WKS0068381 | Wiki-Solar | https://www.wiki-solar.org
PaSP} Renew 2 | Solar |  | 300 | 14.284 | 77.4 |  |  | WKS0073488 | Wiki-Solar | https://www.wiki-solar.org
PaSP} Tata D1 | Solar |  | 50 | 14.252 | 77.475 |  |  | WKS0066945 | Wiki-Solar | https://www.wiki-solar.org
PaSP} Tata O1 | Solar |  | 50 | 14.237 | 77.45 |  |  | WKS0066935 | Wiki-Solar | https://www.wiki-solar.org
PaSP} Tata O2 | Solar |  | 50 | 14.246 | 77.453 |  |  | WKS0066938 | Wiki-Solar | https://www.wiki-solar.org
Pachama | Solar |  | 10 | 23.815 | 77.895 |  |  | WKS0070817 | Wiki-Solar | https://www.wiki-solar.org
Padliya | Solar |  | 25 | 24.788 | 75.085 |  |  | WKS0067160 | Wiki-Solar | https://www.wiki-solar.org
Paithan | Solar |  | 30 | 19.49 | 75.415 |  |  | WKS0070755 | Wiki-Solar | https://www.wiki-solar.org
Palaswade | Solar |  | 25 | 17.56 | 74.835 |  |  | WKS0062067 | Wiki-Solar | https://www.wiki-solar.org
Palaswade 2 | Solar |  | 30 | 17.561 | 74.827 |  |  | WKS0068387 | Wiki-Solar | https://www.wiki-solar.org
Palavalli | Solar |  | 50 | 14.142 | 77.316 |  |  | WKS0066940 | Wiki-Solar | https://www.wiki-solar.org
Palimarwar | Solar |  | 10 | 25.735 | 73.59 |  |  | WKS0064513 | Wiki-Solar | https://www.wiki-solar.org
Palvai-Sheripally | Solar |  | 10 | 17.965 | 78.55 |  |  | WKS0070809 | Wiki-Solar | https://www.wiki-solar.org
Pambur GRT 1 | Solar |  | 5 | 9.4511 | 78.5748 |  |  | WKS0067237 | Wiki-Solar | https://www.wiki-solar.org
Pambur GRT 2 | Solar |  | 5 | 9.4533 | 78.5758 |  |  | WKS0067242 | Wiki-Solar | https://www.wiki-solar.org
Panandhro Solar Power Plant | Solar |  | 5 | 23.6788 | 68.7653 |  | Gujarat Mineral Development Corporation Limited (GMDC) | WRI1026180 | Gujarat Mineral Development Corporation Limited (GMDC) | http://www.gmdcltd.com
Panipat | Solar |  | 10 | 29.389 | 76.871 |  |  | WKS0070888 | Wiki-Solar | https://www.wiki-solar.org
Panwari | Solar |  | 5.5 | 25.46 | 79.465 |  |  | WKS0068272 | Wiki-Solar | https://www.wiki-solar.org
Panyala | Solar |  | 5 | 17.742 | 78.142 |  |  | WKS0067258 | Wiki-Solar | https://www.wiki-solar.org
Parashuramadevara Kote | Solar |  | 30 | 14.039 | 76.906 |  |  | WKS0070771 | Wiki-Solar | https://www.wiki-solar.org
Parigi Global | Solar |  | 10 | 17.216 | 77.893 |  |  | WKS0068240 | Wiki-Solar | https://www.wiki-solar.org
Parigi Minopharm | Solar |  | 5 | 17.232 | 77.865 |  |  | WKS0068250 | Wiki-Solar | https://www.wiki-solar.org
Parigi SSJ | Solar |  | 5 | 17.167 | 77.915 |  |  | WKS0067256 | Wiki-Solar | https://www.wiki-solar.org
Parli | Solar |  | 50 | 18.875 | 76.515 |  |  | WKS0070753 | Wiki-Solar | https://www.wiki-solar.org
Patan Taluka Wind Farm | Wind |  | 65.6 | 17.2684 | 73.8368 |  | Tratnagiri Wind Power Projects Private Limited | WRI1026663 | CDM | https://cdm.unfccc.int/Projects/DB/SIRIM1355276782.28/view
Pathrala | Solar |  | 4.1 | 29.9846 | 74.7522 |  |  | WKS0067262 | Wiki-Solar | https://www.wiki-solar.org
Patnaik Hatti Wind Farm | Wind |  | 15 | 21.1902 | 74.3795 |  | Patnaik Minerals Pvt. Ltd | WRI1026750 | CDM | https://cdm.unfccc.int/Projects/DB/RWTUV1306214743.43/view
Patnaik Jamnagar Wind Farm | Wind |  | 35.2 | 22.0983 | 70.2729 |  | Patnaik Minerals Pvt. Ltd | WRI1026751 | CDM | https://cdm.unfccc.int/Projects/DB/RWTUV1288029478.94/view
Patni | Solar |  | 10 | 22.125 | 87.34 |  |  | WKS0070812 | Wiki-Solar | https://www.wiki-solar.org
Patodi Solar Power Plant | Solar |  | 1 | 26.0748 | 72.2677 |  | Vivek Pharmachem (India) Limited | WRI1026181 | Rajasthan Renewable Energy Corporation Limited (RREC) | http://energy.rajasthan.gov.in/content/dam/raj/energy/common/Details%20of%20commissioned%20Solar%20Projects%20.pdf
Peddaumenthal | Solar |  | 5 | 17.2287 | 77.9762 |  |  | WKS0067296 | Wiki-Solar | https://www.wiki-solar.org
Peravali | Solar |  | 4.4 | 16.7383 | 81.7631 |  |  | WKS0068216 | Wiki-Solar | https://www.wiki-solar.org
Periyapattana | Solar |  | 20 | 12.392 | 76.175 |  |  | WKS0067061 | Wiki-Solar | https://www.wiki-solar.org
Phagi Solar Power Plant | Solar |  | 1 | 26.5653 | 75.5622 |  | Rajasthan Renewable Energy Corporation Limited (RREC) | WRI1026182 | Rajasthan Renewable Energy Corporation Limited (RREC) | http://energy.rajasthan.gov.in/content/dam/raj/energy/common/Details%20of%20commissioned%20Solar%20Projects%20.pdf
Phalodi LNB | Solar |  | 22.6 | 27.11 | 72.34 |  |  | WKS0068593 | Wiki-Solar | https://www.wiki-solar.org
Pokharapur | Solar |  | 11 | 17.82 | 75.58 |  |  | WKS0065808 | Wiki-Solar | https://www.wiki-solar.org
Pokhran FVE Solar Power Plant | Solar |  | 40 | 26.8022 | 72.0078 |  | Reliance Power Limited | WRI1026183 | Reliance Power Ltd | http://www.reliancepower.co.in
Pokhran Seamless | Solar |  | 5 | 26.872 | 71.907 |  |  | WKS0062584 | Wiki-Solar | https://www.wiki-solar.org
Pokhran THE Solar Power Plant | Solar |  | 100 | 26.7874 | 72.0099 |  | Reliance Power Limited | WRI1026184 | Reliance Power Ltd | http://www.reliancepower.co.in
Ponnusangampatti | Solar |  | 50 | 11.066 | 78.494 |  |  | WKS0067239 | Wiki-Solar | https://www.wiki-solar.org
Powerica Jangi Vandjiya | Wind |  | 21.8 | 23.2478 | 70.5948 |  | Powerica Limited | WRI1026673 | CDM | https://cdm.unfccc.int/Projects/DB/RWTUV1411994965.49/view
Powerica Kutch Wind Farm | Wind |  | 14.85 | 23.1897 | 70.6216 |  |  | WRI1026788 | CDM | https://cdm.unfccc.int/Projects/DB/LRQA%20Ltd1270819651.34/view
Powerica Theni Wind Farm | Wind |  | 9.9 | 9.9855 | 77.5777 |  | Powerica Limited | WRI1026792 | CDM | https://cdm.unfccc.int/Projects/DB/LRQA%20Ltd1300097036.88/view
Powerica Tirunelveli Wind Farm | Wind |  | 16.5 | 9.0198 | 77.4501 |  | Powerica Limited | WRI1026791 | CDM | https://cdm.unfccc.int/Projects/DB/LRQA%20Ltd1264590823.08/view
Pratapgarh Solar Power Plant | Solar |  | 9 | 23.3682 | 70.7432 |  | Integrated Coal Mining (ICML) | WRI1026185 | Coal Mi ICM | http://icmlindia.com
Precious Solar Power Plant | Solar |  | 15.2 | 23.9151 | 71.9424 |  | Precious Energy Services Pvt Ltd | WRI1026186 | Se Pvt Rsolar | http://www.moserbaersolar.com
Puchakayala | Solar |  | 20 | 15.362 | 77.49 |  |  | WKS0070824 | Wiki-Solar | https://www.wiki-solar.org
Pudukottai Aeon | Solar |  | 15 | 10.564 | 77.925 |  |  | WKS0067368 | Wiki-Solar | https://www.wiki-solar.org
Pulivendula | Solar |  | 5 | 14.463 | 78.238 |  |  | WKS0062031 | Wiki-Solar | https://www.wiki-solar.org
Punganur | Solar |  | 50 | 13.323 | 78.673 |  |  | WKS0066888 | Wiki-Solar | https://www.wiki-solar.org
Punjawa - Sikh Wala Solar Power Plant | Solar |  | 19 | 30.0208 | 74.546 |  | Azure Urja Private Limited | WRI1026187 | Urja Private edEr | http://www.azurepower.com
Pura Lakchhan | Solar |  | 40 | 24.985 | 82.18 |  |  | WKS0070839 | Wiki-Solar | https://www.wiki-solar.org
Puraini | Solar |  | 40 | 25.75 | 79.78 |  |  | WKS0070840 | Wiki-Solar | https://www.wiki-solar.org
Putluru | Solar |  | 10 | 13.906 | 78.179 |  |  | WKS0074134 | Wiki-Solar | https://www.wiki-solar.org
R.A.P.S. | Nuclear |  | 1080 | 24.8747 | 75.6189 | 2000 |  | IND0000350 | Central Electricity Authority | http://www.cea.nic.in/
R.P.SAGAR | Hydro |  | 172 | 24.9174 | 75.5794 | 1968 |  | IND0000351 | Central Electricity Authority | http://www.cea.nic.in/
RABRIYAWAS CEMENT | Coal |  | 18.7 | 26.2984 | 74.1234 |  | Ambuja Cements ltd | WRI1019896 | Ambuja Cements ltd | http://www.ambujacement.com/
RADHANAGRI | Hydro |  | 4.8 | 16.4072 | 73.9616 | 1952 |  | IND0000354 | Central Electricity Authority | http://www.cea.nic.in/
RAGHUNATHPUR TPP PH-I | Coal | Oil | 1200 | 23.622 | 86.661 | 2015 |  | IND0000355 | Central Electricity Authority | http://www.cea.nic.in/
RAICHUR | Coal | Oil | 1720 | 16.3532 | 77.3422 | 1996 |  | IND0000356 | Central Electricity Authority | http://www.cea.nic.in/
RAICHUR STEEL | Coal |  | 35 | 16.3027 | 77.3608 |  | Surana Industries ltd | WRI1019929 | Surana Industries ltd | http://www.suranaind.com/
RAIGARH TPP | Coal | Oil | 1000 | 21.9846 | 83.2331 | 2007 |  | IND0000357 | Central Electricity Authority | http://www.cea.nic.in/
RAIKHEDA | Coal | Oil | 1370 | 21.4499 | 81.8525 | 2015 |  | IND0000358 | Central Electricity Authority | http://www.cea.nic.in/
RAJASHREE CEMENT | Coal |  | 38.5 | 17.1427 | 77.1749 |  | Grasim Cement ltd | WRI1019930 | Grasim Cement ltd | http://www.grasim.com/
RAJGHAT | Coal | Oil | 135 | 28.6361 | 77.2542 | 1990 |  | IND0000359 | Central Electricity Authority | http://www.cea.nic.in/
RAJGHAT (MP) | Hydro |  | 45 | 24.7635 | 78.2322 | 1999 |  | IND0000360 | Central Electricity Authority | http://www.cea.nic.in/
RAJIV GANDHI TPS HISAR | Coal | Oil | 1200 | 29.356 | 75.869 | 2010 |  | IND0000361 | Central Electricity Authority | http://www.cea.nic.in/
RAJPURA DARIBA MINE | Coal |  | 160 | 24.9643 | 74.1197 |  | Hindustan Zinc ltd | WRI1019897 | Hindustan Zinc ltd | http://www.hzlindia.com/
RAJPURA TPP | Coal | Oil | 1400 | 30.557 | 76.577 | 2014 |  | IND0000362 | Central Electricity Authority | http://www.cea.nic.in/
RAMANAGARAM MILL | Biomass |  | 11 | 12.7145 | 77.4524 |  | Spr Pvt ltd | WRI1019931 | Spr Pvt ltd | http://www.mapsofindia.com/whitepages/foods-and-beverages/food-processors-and-manufacturers/sprsugars
RAMGANGA | Hydro |  | 198 | 29.5169 | 78.7574 | 1976 |  | IND0000363 | Central Electricity Authority | http://www.cea.nic.in/
RAMGARH GT | Gas | Oil | 270.5 | 27.336 | 70.538 | 2008 |  | IND0000364 | Central Electricity Authority | http://www.cea.nic.in/
RAMMAM | Hydro |  | 50 | 27.114 | 88.1376 | 1995 |  | IND0000365 | Central Electricity Authority | http://www.cea.nic.in/
RAMPUR | Hydro |  | 412.02 | 31.4 | 77.5927 | 2013 |  | IND0000366 | Central Electricity Authority | http://www.cea.nic.in/
RANGANADI | Hydro |  | 405 | 27.3426 | 93.8168 | 2002 |  | IND0000367 | Central Electricity Authority | http://www.cea.nic.in/
RANGIT-III | Hydro |  | 60 | 27.2949 | 88.2921 | 2000 |  | IND0000368 | Central Electricity Authority | http://www.cea.nic.in/
RANJANI MILL | Biomass |  | 12.5 | 18.5354 | 76.245 |  | Natural Alliend indust | WRI1019979 | Natural Alliend indust | http://naturalsugar.in/
RANJIT SAGAR | Hydro |  | 600 | 32.4404 | 75.7305 | 2000 |  | IND0000369 | Central Electricity Authority | http://www.cea.nic.in/
RAS CEMENT PLANT | Coal |  | 36 | 26.263 | 74.1878 |  | Shree Cement ltd | WRI1019898 | Shree Cement ltd | http://www.shreecement.in/
RATIJA TPP | Coal | Oil | 100 | 22.3404 | 82.493 | 2014 |  | IND0000370 | Central Electricity Authority | http://www.cea.nic.in/
RATNAGIRI GAS | Gas |  | 1967.08 | 17.5587 | 73.167 | 2003 |  | IND0000371 | Central Electricity Authority | http://www.cea.nic.in/
RAYAL SEEMA | Coal | Oil | 1650 | 14.704 | 78.4577 | 2008 |  | IND0000372 | Central Electricity Authority | http://www.cea.nic.in/
RELIANCE ENERGY | Gas |  | 48 | 15.3771 | 73.877 | 1999 |  | IND0000373 | Central Electricity Authority | http://www.cea.nic.in/
RENGALI | Hydro |  | 250 | 21.2759 | 85.0355 | 1988 |  | IND0000374 | Central Electricity Authority | http://www.cea.nic.in/
RIHAND | Coal | Oil | 3000 | 24.027 | 82.7915 | 2002 |  | IND0000375 | Central Electricity Authority | http://www.cea.nic.in/
RIHAND_Hydro | Hydro |  | 300 | 24.1778 | 83.0361 | 1962 |  | IND0000376 | Central Electricity Authority | http://www.cea.nic.in/
RITHALA CCCP | Gas |  | 94.8 | 28.7327 | 77.1016 | 2010 |  | IND0000377 | Central Electricity Authority | http://www.cea.nic.in/
RMC MANGROL | Hydro |  | 6 | 25.1732 | 75.832 | 1992 |  | IND0000378 | Central Electricity Authority | http://www.cea.nic.in/
ROKHIA GT | Gas |  | 63 | 23.626 | 91.1948 | 2007 |  | IND0000379 | Central Electricity Authority | http://www.cea.nic.in/
ROPAR | Coal | Oil | 840 | 31.0417 | 76.5847 | 1990 |  | IND0000380 | Central Electricity Authority | http://www.cea.nic.in/
ROSA TPP PH - 1 | Coal | Oil | 1200 | 27.818 | 79.936 | 2010 |  | IND0000381 | Central Electricity Authority | http://www.cea.nic.in/
RUMS} Acme | Solar |  | 250 | 24.471 | 81.549 |  |  | WKS0069377 | Wiki-Solar | https://www.wiki-solar.org
RUMS} Mahindra | Solar |  | 250 | 24.484 | 81.595 |  |  | WKS0069376 | Wiki-Solar | https://www.wiki-solar.org
RUMS} Sprng | Solar |  | 250 | 24.469 | 81.581 |  |  | WKS0069378 | Wiki-Solar | https://www.wiki-solar.org
R_GUNDEM - B | Coal | Oil | 62.5 | 18.7695 | 79.4494 | 1970 |  | IND0000352 | Central Electricity Authority | http://www.cea.nic.in/
R_GUNDEM STPS | Coal | Oil | 2600 | 18.7572 | 79.456 | 1990 |  | IND0000353 | Central Electricity Authority | http://www.cea.nic.in/
Radhanpur | Solar |  | 5 | 23.8 | 71.605 |  |  | WKS0062595 | Wiki-Solar | https://www.wiki-solar.org
Raghawa GAIL | Solar |  | 5 | 27.384 | 70.563 |  |  | WKS0062064 | Wiki-Solar | https://www.wiki-solar.org
Raghawa IOC | Solar |  | 5 | 27.385 | 70.569 |  |  | WKS0064344 | Wiki-Solar | https://www.wiki-solar.org
Raghawa IOC II | Solar |  | 9 | 27.385 | 70.569 |  |  | WKS0066860 | Wiki-Solar | https://www.wiki-solar.org
Raibagh | Solar |  | 15 | 16.374 | 74.774 |  |  | WKS0067065 | Wiki-Solar | https://www.wiki-solar.org
Rajapet Cybercity | Solar |  | 5 | 17.699 | 78.946 |  |  | WKS0068260 | Wiki-Solar | https://www.wiki-solar.org
Rajgarh - NTPC Solar Power Plant | Solar |  | 50 | 23.9637 | 76.719 |  | National Thermal Power Corporation (NTPC) | WRI1026188 | National Thermal Power Corporation (NTPC) | http://www.ntpc.co.in
Rajgarh - Ujaas Solar Power Plant | Solar |  | 16.5 | 23.9796 | 76.7329 |  | Ujaas Energy Limited | WRI1026189 | Ujaas Energy Limited | http://ujaas.com
Rajpur | Solar |  | 100 | 21.43 | 81.305 |  |  | WKS0068386 | Wiki-Solar | https://www.wiki-solar.org
Raksa Solar Power Plant | Solar |  | 2 | 25.4106 | 78.4805 |  | Astonfield Management Limited | WRI1026190 | Astonfield Management Limited | http://astonfield.com
Ram Tirath Jaga Solar Power Plant | Solar |  | 10 | 29.9619 | 75.1631 |  | Welspun Solar Punjab Private Limited | WRI1026191 | Welspun Solar Punjab Private Limited | http://www.welspunrenewables.com
Ramadurg | Solar |  | 20 | 15.985 | 75.315 |  |  | WKS0067062 | Wiki-Solar | https://www.wiki-solar.org
Ramagundam Solar Power Plant | Solar |  | 10 | 18.764 | 79.4873 |  | Government of India | WRI1026192 | National Thermal Power Corporation (NTPC) | http://www.ntpc.co.in
Ramannapet | Solar |  | 15 | 17.285 | 79.146 |  |  | WKS0067136 | Wiki-Solar | https://www.wiki-solar.org
Ramayampet SD | Solar |  | 10 | 18.125 | 78.488 |  |  | WKS0067015 | Wiki-Solar | https://www.wiki-solar.org
Ramnad Welspun | Solar |  | 30 | 9.222 | 78.3485 |  |  | WKS0061950 | Wiki-Solar | https://www.wiki-solar.org
Rangareddy Mytrah | Solar |  | 7 | 17.3494 | 78.178 |  |  | WKS0067085 | Wiki-Solar | https://www.wiki-solar.org
Ranna-Belagali | Solar |  | 40 | 16.4 | 75.17 |  |  | WKS0070765 | Wiki-Solar | https://www.wiki-solar.org
Rapar Khokhara Solar Power Plant | Solar |  | 5 | 23.2592 | 70.0097 |  | Taxus Infrastructure and Power Projects Pvt Ltd | WRI1026193 | Taxus Infrastructure and Power Projects Pvt Ltd | http://taxusgroup.com
Rasulpur Solar Power Plant | Solar |  | 1 | 27.9363 | 75.679 |  | Ganges Enterprises Private Limited | WRI1026194 | Rajasthan Renewable Energy Corporation Limited (RREC) | http://energy.rajasthan.gov.in/content/dam/raj/energy/common/Details%20of%20commissioned%20Solar%20Projects%20.pdf
Ratedi Mondri Wind Farm | Wind |  | 26.4 | 26.8026 | 70.7736 |  | Ratedi Wind Power Private Limited | WRI1026770 | CDM | https://cdm.unfccc.int/Projects/DB/RINA1354700454.05/view
Ravra - IOC Solar Power Plant | Solar |  | 5 | 27.4108 | 72.2164 |  | Indian Oil Corporation (IOC) | WRI1026195 | Indian Oil Corporation (IOC) | https://www.iocl.com
Ravra - NWEPL Solar Power Plant | Solar |  | 5 | 27.4118 | 72.2127 |  | Northwest Energy Private Limited (NWEPL) | WRI1026196 | Sterling and Wilson | http://sterlingandwilson.com/northwest-energy-pvt-ltd
Ravra - SEI Solar Power Plant | Solar |  | 5 | 27.4092 | 72.2193 |  | SEI Solar Energy Private Limited | WRI1026197 | SEI Solar Energy Private Limited | http://ifcext.ifc.org/ifcext/91
Ravra - Welspun Solar Power Plant | Solar |  | 50 | 27.4137 | 72.1577 |  | Welspun Solar AP Private Limited | WRI1026198 | Welspun Solar AP Private Limited | http://www.welspunrenewables.com
Rawra 10 | Solar |  | 10 | 27.381 | 72.138 |  |  | WKS0061181 | Wiki-Solar | https://www.wiki-solar.org
Rawra 20 | Solar |  | 20 | 27.381 | 72.138 |  |  | WKS0061180 | Wiki-Solar | https://www.wiki-solar.org
Rawra A | Solar |  | 10 | 27.396 | 72.231 |  |  | WKS0072286 | Wiki-Solar | https://www.wiki-solar.org
Rawra B | Solar |  | 25 | 27.384 | 72.242 |  |  | WKS0072287 | Wiki-Solar | https://www.wiki-solar.org
Rawra Tracker | Solar |  | 5.1 | 27.396 | 72.154 |  |  | WKS0061692 | Wiki-Solar | https://www.wiki-solar.org
Rawra Viraj | Solar |  | 5.5 | 27.404 | 72.162 |  |  | WKS0061697 | Wiki-Solar | https://www.wiki-solar.org
Rays Lohia | Solar |  | 5.5 | 27.898 | 72.951 |  |  | WKS0063599 | Wiki-Solar | https://www.wiki-solar.org
Rays Saboo | Solar |  | 5 | 27.898 | 72.951 |  |  | WKS0063596 | Wiki-Solar | https://www.wiki-solar.org
Regunathamadai | Solar |  | 5 | 9.5059 | 78.2486 |  |  | WKS0064263 | Wiki-Solar | https://www.wiki-solar.org
Relaxo Footwear Kui Inda Wind Farm | Wind |  | 6 | 26.4586 | 72.4706 |  | Relaxo Footwears Limited | WRI1026752 | CDM | https://cdm.unfccc.int/Projects/DB/SGS-UKL1316100537.64/view
Renjal Solarpack | Solar |  | 15 | 18.79 | 77.918 |  |  | WKS0067093 | Wiki-Solar | https://www.wiki-solar.org
Richa | Solar |  | 10 | 23.725 | 75.535 |  |  | WKS0067001 | Wiki-Solar | https://www.wiki-solar.org
Roaring 40s Wind Farms (Khandke) Private Limited - Phase II | Wind |  | 50.4 | 19.1474 | 74.8763 |  | Roaring 40's Wind Farms Private Limited | WRI1026666 | CDM | https://cdm.unfccc.int/Projects/DB/DNV-CUK1263981578.63/view
Rohukurupalli | Solar |  | 20 | 14.11 | 78.786 |  |  | WKS0070822 | Wiki-Solar | https://www.wiki-solar.org
Rojhani Solar Power Plant | Solar |  | 30.5 | 23.7025 | 75.9246 |  | Ujaas Energy Limited | WRI1026199 | Ujaas Energy Limited | http://ujaas.com
Rucha Soya Wind Farm | Wind |  | 35.1 | 23.0562 | 70.6004 |  |  | WRI1026084 | CDM | https://cdm.unfccc.int/filestorage/z/4/H6BE40Q3YPZ7ULD8OWFR1AIT5V2SXM.pdf/8592%20PDD.pdf?t=Sjd8b2pkZHV0fDDHMHx5kl40-cCl4qrFlA08
S.SAROVAR CHPH | Hydro |  | 250 | 21.8376 | 73.7559 | 2004 |  | IND0000382 | Central Electricity Authority | http://www.cea.nic.in/
S.SAROVAR RBPH | Hydro |  | 1200 | 21.8301 | 73.7501 | 2005 |  | IND0000383 | Central Electricity Authority | http://www.cea.nic.in/
SABARIGIRI | Hydro |  | 300 | 9.3098 | 77.0727 | 1966 |  | IND0000384 | Central Electricity Authority | http://www.cea.nic.in/
SAGARDIGHI TPP | Coal | Oil | 1600 | 24.3696 | 88.1046 | 2012 |  | IND0000385 | Central Electricity Authority | http://www.cea.nic.in/
SAHAKAR SHIROMANI | Biomass |  | 18 | 17.708 | 75.1361 |  | Sahakar Shiromani vasantrao | WRI1019980 | Sahakar Shiromani vasantrao | http://www.sitsonindia.com/pdf/EPC%20power%20projects.pdf
SALAL I & II | Hydro |  | 690 | 33.142 | 74.8097 | 1990 |  | IND0000386 | Central Electricity Authority | http://www.cea.nic.in/
SALAYA TPP | Coal | Oil | 1200 | 22.3049 | 69.7101 | 2012 |  | IND0000387 | Central Electricity Authority | http://www.cea.nic.in/
SALORA | Coal | Oil | 135 | 22.49 | 82.6062 | 2014 |  | IND0000388 | Central Electricity Authority | http://www.cea.nic.in/
SAMALPATTI DG | Oil |  | 105.7 | 12.2995 | 78.4038 | 2001 |  | IND0000389 | Central Electricity Authority | http://www.cea.nic.in/
SAMAYANALLUR DG | Oil |  | 106 | 9.9751 | 78.0445 | 2001 |  | IND0000390 | Central Electricity Authority | http://www.cea.nic.in/
SAMEERWADI MILL | Biomass |  | 24 | 16.3918 | 75.0411 |  | Godavari Mills ltd | WRI1019932 | Godavari Mills ltd | http://www.somaiya.com/
SANGLI KRANTI | Biomass |  | 19.7 | 17.1354 | 74.4272 |  | Kranti Ssk ltd | WRI1019981 | Kranti Ssk ltd | http://food.industry-focus.net/sugar/379-kranti-ssk-to-expand-its-sugar-mill-in-kundal-village-kranti-ssk-to-expand-its-sugar-mill-in-kundal-village.html
SANGLI MIRAJ BIOMASS | Biomass |  | 10 | 16.9171 | 74.4821 |  | Sinewave Pvt ltd | WRI1019982 | Sinewave Pvt ltd | https://cdm.unfccc.int/Projects/redirector?ref=4063
SANGLI VASANTDADA | Biomass |  | 12.5 | 16.881 | 74.5898 |  | Vasantdada Ssk ltd | WRI1019983 | Vasantdada Ssk ltd | http://viainfotech.biz/Biomass/theme5/document/green_market/REC-project-list.pdf
SANJAY BHABA | Hydro |  | 120 | 31.2642 | 78.4835 | 1989 |  | IND0000391 | Central Electricity Authority | http://www.cea.nic.in/
SANJAY GANDHI | Coal | Oil | 1340 | 23.3026 | 81.0668 | 2000 |  | IND0000392 | Central Electricity Authority | http://www.cea.nic.in/
SANKESHWAR MILL | Biomass |  | 26 | 16.2478 | 74.5003 |  | Shri Hiranyakeshi ssk | WRI1019933 | Shri Hiranyakeshi ssk | http://www.belgaum.nic.in/english/Heerasugarfactory.html
SANTALDIH | Coal | Oil | 500 | 23.6013 | 86.4666 | 2009 |  | IND0000393 | Central Electricity Authority | http://www.cea.nic.in/
SARKARPATHY | Hydro |  | 30 | 10.4558 | 76.8302 | 1966 |  | IND0000394 | Central Electricity Authority | http://www.cea.nic.in/
SASAN UMPP | Coal | Oil | 3960 | 23.9784 | 82.6275 | 2013 |  | IND0000395 | Central Electricity Authority | http://www.cea.nic.in/
SATNA CEMENT PLANT | Coal |  | 29 | 24.5959 | 80.858 |  | Birla Corp ltd | WRI1020009 | Birla Corp ltd | http://www.birlacorporation.com/
SATPURA | Coal | Oil | 1330 | 22.11 | 78.173 | 1993 |  | IND0000396 | Central Electricity Authority | http://www.cea.nic.in/
SBT SUGAR | Biomass |  | 16 | 19.6125 | 74.1924 |  | Sahakarmaharshi Bhausaheb thor | WRI1019984 | Sahakarmaharshi Bhausaheb thor | http://www.thoratsugar.com/
SEIONI TPP | Coal | Oil | 600 | 22.7355 | 79.9123 | 2016 |  | IND0000397 | Central Electricity Authority | http://www.cea.nic.in/
SEMBCORP GAYATRI | Coal | Oil | 1320 | 14.351 | 80.1443 | 2016 |  | IND0000524 | Central Electricity Authority | http://www.cea.nic.in/
SENGULAM | Hydro |  | 48 | 9.976 | 77.0309 | 1977 |  | IND0000398 | Central Electricity Authority | http://www.cea.nic.in/
SERVALAR | Hydro |  | 20 | 8.6895 | 77.3048 | 1986 |  | IND0000399 | Central Electricity Authority | http://www.cea.nic.in/
SEWA-II | Hydro |  | 120 | 32.6762 | 75.8215 | 2010 |  | IND0000400 | Central Electricity Authority | http://www.cea.nic.in/
SEWA-III | Hydro |  | 9 | 32.6029 | 75.9006 | 2002 |  | IND0000401 | Central Electricity Authority | http://www.cea.nic.in/
SHANAN | Hydro |  | 110 | 31.9894 | 76.8072 | 1954 |  | IND0000403 | Central Electricity Authority | http://www.cea.nic.in/
SHARAVATHY | Hydro |  | 1035 | 14.2352 | 74.7673 | 1969 |  | IND0000404 | Central Electricity Authority | http://www.cea.nic.in/
SHARAVATHY TAIL RACE (Gerusupa) | Hydro |  | 240 | 14.2352 | 74.7673 | 2001 |  | IND0000405 | Central Electricity Authority | http://www.cea.nic.in/
SHIMSAPURA | Hydro |  | 17.2 | 12.3409 | 77.1906 | 1939 |  | IND0000406 | Central Electricity Authority | http://www.cea.nic.in/
SHIROL MILL | Biomass |  | 36 | 16.7493 | 74.5854 |  | Datta Ssk ltd | WRI1019985 | Datta Ssk ltd | http://dattasugar.co.in/
SHOLAYAR | Hydro |  | 54 | 10.3046 | 76.7305 | 1964 |  | IND0000408 | Central Electricity Authority | http://www.cea.nic.in/
SHOLAYAR I&II | Hydro |  | 70 | 10.3575 | 76.879 | 1971 |  | IND0000409 | Central Electricity Authority | http://www.cea.nic.in/
SHREE MEGA POWER | Coal |  | 300 | 26.0743 | 74.3858 |  | Shree Cement ltd | WRI1019899 | Shree Cement ltd | http://www.shreecement.in/
SHRI MALAPRABHA | Biomass |  | 22 | 15.6933 | 74.7162 |  | Shri Malaprabha ssk | WRI1019934 | Shri Malaprabha ssk | http://www.mapsofindia.com/whitepages/foods-and-beverages/wine-and-beer/shrimassk
SHRI SHANKAR | Biomass |  | 20 | 17.8676 | 74.8405 |  | Shri Ssk ltd | WRI1019986 | Shri Ssk ltd | http://viainfotech.biz/Biomass/theme5/document/green_market/REC-project-list.pdf
SHRIRAM RAYONS PLANT | Coal |  | 40 | 25.1296 | 75.8832 |  | Dcm Industries ltd | WRI1019900 | Dcm Industries ltd | http://www.dcmsr.com/
SIIL Jaibhim Wind Farm | Wind |  | 33.6 | 21.127 | 74.2673 |  | Serum Institute of India Limited | WRI1026789 | CDM | https://cdm.unfccc.int/Projects/DB/LRQA%20Ltd1340102581.62/view
SIKKA REP. | Coal | Oil | 500 | 22.4208 | 69.8276 | 2015 |  | IND0000411 | Central Electricity Authority | http://www.cea.nic.in/
SIMHADRI | Coal | Oil | 2000 | 17.591 | 83.0917 | 2006 |  | IND0000412 | Central Electricity Authority | http://www.cea.nic.in/
SIMHAPURI TPP | Coal | Oil | 600 | 14.2133 | 80.0838 | 2013 |  | IND0000413 | Central Electricity Authority | http://www.cea.nic.in/
SINGARENI TPP | Coal | Oil | 1200 | 18.8372 | 79.5748 | 2016 |  | IND0000414 | Central Electricity Authority | http://www.cea.nic.in/
SINGRAULI STPS | Coal | Oil | 2000 | 24.1033 | 82.7068 | 1984 |  | IND0000415 | Central Electricity Authority | http://www.cea.nic.in/
SINGUR | Hydro |  | 15 | 18.6609 | 78.0876 | 1999 |  | IND0000416 | Central Electricity Authority | http://www.cea.nic.in/
SIPAT STPS | Coal | Oil | 2980 | 22.13 | 82.293 | 2010 |  | IND0000417 | Central Electricity Authority | http://www.cea.nic.in/
SITAPURAM POWER LIMITED | Coal | Oil | 43 | 16.8301 | 80.0407 | 2016 |  | IND0000525 | Central Electricity Authority | http://www.cea.nic.in/
SIVASAMUNDRUM | Hydro |  | 42 | 12.3082 | 77.165 | 1927 |  | IND0000418 | Central Electricity Authority | http://www.cea.nic.in/
SOLAPUR STPP | Coal | Oil | 1320 | 31.7537 | 77.246 | 2018 |  | IND0000536 | Central Electricity Authority | http://www.cea.nic.in/
SONAI MILL | Biomass |  | 16 | 19.3804 | 74.8397 |  | Mula Ssk ltd | WRI1019987 | Mula Ssk ltd | http://viainfotech.biz/Biomass/theme5/document/green_market/REC-project-list.pdf
SOUTHERN REPL. | Coal | Oil | 135 | 22.5488 | 88.2926 | 1990 |  | IND0000421 | Central Electricity Authority | http://www.cea.nic.in/
SRINAGAR | Hydro |  | 330 | 30.2313 | 78.7924 | 2015 |  | IND0000422 | Central Electricity Authority | http://www.cea.nic.in/
SRISAILAM | Hydro |  | 770 | 16.0869 | 78.9007 | 1984 |  | IND0000423 | Central Electricity Authority | http://www.cea.nic.in/
SRISAILAM LBPH | Hydro |  | 900 | 16.0929 | 78.9118 | 2001 |  | IND0000424 | Central Electricity Authority | http://www.cea.nic.in/
STAKNA | Hydro |  | 4 | 33.9594 | 77.7142 | 1986 |  | IND0000425 | Central Electricity Authority | http://www.cea.nic.in/
STERLITE TPP | Coal | Oil | 600 | 21.8144 | 84.0404 | 2010 |  | IND0000426 | Central Electricity Authority | http://www.cea.nic.in/
SUBERNREKHA I&II | Hydro |  | 130 | 23.457 | 85.555 | 1978 |  | IND0000427 | Central Electricity Authority | http://www.cea.nic.in/
SUGEN CCCP | Gas |  | 1147.5 | 21.3395 | 72.9889 | 2008 |  | IND0000428 | Central Electricity Authority | http://www.cea.nic.in/
SURAT LIG. | Coal | Oil | 500 | 21.397 | 73.106 | 2004 |  | IND0000430 | Central Electricity Authority | http://www.cea.nic.in/
SURATGARH | Coal | Oil | 1500 | 29.179 | 74.0202 | 2002 |  | IND0000431 | Central Electricity Authority | http://www.cea.nic.in/
SURULIYAR | Hydro |  | 35 | 9.62 | 77.2726 | 1978 |  | IND0000432 | Central Electricity Authority | http://www.cea.nic.in/
SURYA | Hydro |  | 6 | 19.9214 | 73.0575 | 1998 |  | IND0000433 | Central Electricity Authority | http://www.cea.nic.in/
SVPL | Coal | Oil | 63 | 22.2915 | 82.5257 | 2011 |  | IND0000434 | Central Electricity Authority | http://www.cea.nic.in/
SWASTIK KORBA | Coal | Oil | 25 | 22.3005 | 82.7047 | 2015 |  | IND0000435 | Central Electricity Authority | http://www.cea.nic.in/
SWPPL Madhavakurichi | Wind |  | 10.5 | 8.823 | 77.6271 |  | SWPPL | WRI1026771 | CDM | https://cdm.unfccc.int/Projects/DB/BVQI1351312018.91/view
SWPPL Manurpalayam | Wind |  | 21 | 10.8166 | 77.3199 |  | SWPPL | WRI1026773 | CDM | https://cdm.unfccc.int/Projects/DB/BVQI1351312018.91/view
SWPPL Vadakkupanavadali | Wind |  | 10.5 | 9.0782 | 77.591 |  | SWPPL | WRI1026772 | CDM | https://cdm.unfccc.int/Projects/DB/BVQI1351312018.91/view
Sadashivpet Acme | Solar |  | 50 | 17.7 | 77.803 |  |  | WKS0067114 | Wiki-Solar | https://www.wiki-solar.org
Sadashivpet ES | Solar |  | 50 | 17.584 | 77.885 |  |  | WKS0067109 | Wiki-Solar | https://www.wiki-solar.org
Sadashivpet Karvy | Solar |  | 20 | 17.662 | 77.866 |  |  | WKS0068246 | Wiki-Solar | https://www.wiki-solar.org
Sadashivpet Renew | Solar |  | 24 | 17.542 | 77.966 |  |  | WKS0067008 | Wiki-Solar | https://www.wiki-solar.org
Sadeipali - ASPL Solar Power Plant | Solar |  | 5 | 20.731 | 83.4538 |  | Aftaab Solar Private Limited (ASPL) | WRI1026200 | Aftaab Solar Private Limited (ASPL) | http://www.cdmindia.gov.in/project_details_view.php?id=1511
Sadeipali - REHPL Solar Power Plant | Solar |  | 1 | 20.7325 | 83.4632 |  | Raajratna Energy Holdings Private Limited (REHPL) | WRI1026201 | Raajratna Energy Holdings Private Limited (REHPL) | http://rehpl.co.in
Sadipali IBC | Solar |  | 20 | 20.75 | 83.48 |  |  | WKS0068549 | Wiki-Solar | https://www.wiki-solar.org
Sadlapur | Solar |  | 50 | 17.793 | 77.013 |  |  | WKS0070779 | Wiki-Solar | https://www.wiki-solar.org
Sai Sulphonates Wind Mill | Wind |  | 1.5 | 10.9262 | 77.3841 |  | Sai Sulphonates | WRI1026657 | CDM | https://cdm.unfccc.int/Projects/DB/DNV-CUK1318484242.75/view
Sakri 1A Solar Power Plant | Solar |  | 100 | 21.0726 | 74.3862 |  | Maharashtra State Power Generation Co Ltd (MAHAGENCO) | WRI1026202 | Maharashtra State Power Generation Co Ltd (MAHAGENCO) | http://mahagenco.in
Sakri 1B Solar Power Plant | Solar |  | 25 | 21.0864 | 74.3529 |  | Maharashtra State Power Generation Co Ltd (MAHAGENCO) | WRI1026203 | Maharashtra State Power Generation Co Ltd (MAHAGENCO) | http://mahagenco.in
Salakpur | Solar |  | 11 | 17.903 | 79.032 |  |  | WKS0067276 | Wiki-Solar | https://www.wiki-solar.org
Salboni OCL | Solar |  | 5.5 | 22.605 | 87.285 |  |  | WKS0070868 | Wiki-Solar | https://www.wiki-solar.org
Salboni WBSEDCL | Solar |  | 10 | 22.585 | 87.265 |  |  | WKS0070813 | Wiki-Solar | https://www.wiki-solar.org
Salhebhantha | Solar |  | 30 | 21.12 | 82.484 |  |  | WKS0073301 | Wiki-Solar | https://www.wiki-solar.org
Saltek-Bhamer | Solar |  | 70 | 21.07 | 74.32 |  |  | WKS0068394 | Wiki-Solar | https://www.wiki-solar.org
Samudram | Solar |  | 39 | 11.665 | 77.89 |  |  | WKS0065843 | Wiki-Solar | https://www.wiki-solar.org
Sangatpura Solar Power Plant | Solar |  | 10 | 29.9611 | 75.7767 |  | Omega Solar Projects Private Limited | WRI1026204 | Lancosola | http://www.lancosolar.com
Santaldih | Solar |  | 10 | 23.56 | 86.475 |  |  | WKS0070891 | Wiki-Solar | https://www.wiki-solar.org
Santej | Solar |  | 16.2 | 23.1394 | 72.4528 |  |  | WKS0073931 | Wiki-Solar | https://www.wiki-solar.org
Santhpur PCIL | Solar |  | 40 | 18.17 | 77.425 |  |  | WKS0068397 | Wiki-Solar | https://www.wiki-solar.org
Santhpur Sharda | Solar |  | 6 | 18.147 | 77.423 |  |  | WKS0067286 | Wiki-Solar | https://www.wiki-solar.org
Sanwreej JWE | Solar |  | 20 | 26.98 | 72.25 |  |  | WKS0068805 | Wiki-Solar | https://www.wiki-solar.org
Sardargarh | Solar |  | 100 | 30.219 | 74.761 |  |  | WKS0067132 | Wiki-Solar | https://www.wiki-solar.org
Sarkari Tala | Solar |  | 5 | 27.697 | 70.943 |  |  | WKS0066858 | Wiki-Solar | https://www.wiki-solar.org
Satara Wind Farm | Wind |  | 100 | 17.2387 | 73.9096 |  |  | WRI1026076 | CDM | https://cdm.unfccc.int/filestorage/0/5/A/05AYCZFT4LWMHD216PU9SV7XO8BENR/PDD%20Version%201.2?t=U2Z8b2picWJsfDAiEl4MxIcSh1urnyFbvIy_
Sattur | Solar |  | 50 | 9.41 | 78.003 |  |  | WKS0066504 | Wiki-Solar | https://www.wiki-solar.org
Satyampet | Solar |  | 10 | 16.521 | 76.811 |  |  | WKS0073164 | Wiki-Solar | https://www.wiki-solar.org
Savda | Solar |  | 25 | 23.26 | 71.782 |  |  | WKS0062593 | Wiki-Solar | https://www.wiki-solar.org
Sayala | Solar |  | 20 | 19.21 | 76.77 |  |  | WKS0070842 | Wiki-Solar | https://www.wiki-solar.org
Seegipalle | Solar |  | 50 | 13.935 | 77.49 |  |  | WKS0066887 | Wiki-Solar | https://www.wiki-solar.org
Shahpur KA | Solar |  | 20 | 16.5614 | 77.0701 |  |  | WKS0067066 | Wiki-Solar | https://www.wiki-solar.org
Shakhapur | Solar |  | 100 | 16.544 | 77.935 |  |  | WKS0074077 | Wiki-Solar | https://www.wiki-solar.org
Shankapur | Solar |  | 5 | 18.062 | 78.417 |  |  | WKS0067279 | Wiki-Solar | https://www.wiki-solar.org
Sharah Bhiyanimani RP | Solar |  | 5 | 28.0292 | 73.0562 |  |  | WKS0064342 | Wiki-Solar | https://www.wiki-solar.org
Sharah Bhiyanimani RR | Solar |  | 10 | 28.023 | 73.061 |  |  | WKS0065657 | Wiki-Solar | https://www.wiki-solar.org
Sharah Bhiyanimani RSMM | Solar |  | 5 | 28.029 | 73.0606 |  |  | WKS0066852 | Wiki-Solar | https://www.wiki-solar.org
Sharah Kishnayat JMIP | Solar |  | 5 | 27.966 | 72.995 |  |  | WKS0064337 | Wiki-Solar | https://www.wiki-solar.org
Sherdi Sharkhandi | Solar |  | 5 | 23.3045 | 73.3094 |  |  | WKS0062592 | Wiki-Solar | https://www.wiki-solar.org
Sherghati | Solar |  | 10 | 24.574 | 84.851 |  |  | WKS0070814 | Wiki-Solar | https://www.wiki-solar.org
Shezhilanallur | Solar |  | 100 | 8.917 | 77.715 |  |  | WKS0069577 | Wiki-Solar | https://www.wiki-solar.org
Shiggaon | Solar |  | 20 | 15.028 | 75.194 |  |  | WKS0067067 | Wiki-Solar | https://www.wiki-solar.org
Shiloj Solar Power Plant | Solar |  | 10 | 20.8183 | 71.0063 |  | Mono Steel (India) Ltd | WRI1026205 | Mono Steel (India) Ltd | http://www.monosteel.in
Shinawad | Solar |  | 5 | 23.497 | 73.4235 |  |  | WKS0062053 | Wiki-Solar | https://www.wiki-solar.org
Shirahatti | Solar |  | 20 | 15.225 | 75.565 |  |  | WKS0067071 | Wiki-Solar | https://www.wiki-solar.org
Shirsoli Solar Power Plant | Solar |  | 8.5 | 17.4999 | 75.781 |  | Jain Solar | WRI1026206 | Jain Solar | http://www.jains.com/Solar/Renewable%20energy.htm
Shirsuphal | Solar |  | 52 | 18.316 | 74.568 |  |  | WKS0063791 | Wiki-Solar | https://www.wiki-solar.org
Shirur | Solar |  | 20 | 18.685 | 77.305 |  |  | WKS0070751 | Wiki-Solar | https://www.wiki-solar.org
Shivaji Nagar | Solar |  | 5 | 20.93 | 74.745 |  |  | WKS0067254 | Wiki-Solar | https://www.wiki-solar.org
Shivasamundra Solar Power Plant | Solar |  | 5 | 12.3003 | 77.1638 |  | Karnataka Power Corporation Limited | WRI1026207 | Karnataka Power Corporation Limited | http://karnatakapower.com
Shivlakha - Backbone Solar Power Plant | Solar |  | 5 | 23.3585 | 70.6206 |  | Backbone Enterprises Limited | WRI1026208 | Backbone Enterprises Limited | http://www.backboneworld.com
Shivlakha - CPEC Solar Power Plant | Solar |  | 5 | 23.383 | 70.6146 |  | S J Green Park Energy Private Limited | WRI1026209 | S J Green Park Energy Private Limited | http://www.madhavgrp.co.in/SJ_solar.html
Shivlakha - Konark Solar Power Plant | Solar |  | 5 | 23.3654 | 70.6268 |  | Konark Gujarat Private Limited | WRI1026210 | Konark Gujarat Private Limited | http://www.konarkgroup.co.in
Shivlakha Backbone II | Solar |  | 10 | 23.356 | 70.618 |  |  | WKS0065792 | Wiki-Solar | https://www.wiki-solar.org
Shree Nashik Wind Farm | Wind |  | 10.5 | 19.845 | 73.9074 |  | Shree Naman Developers Ltd. | WRI1026786 | CDM | https://cdm.unfccc.int/filestorage/D/O/R/DORZF791H8K4NWACPQ5IMTUYLG2VXE/CDM_PDD_v6.pdf?t=WGN8b2sxbDRnfDDF8h6MT3w9DKjkxFa903Mt
Shree Sangli Wind Farm | Wind |  | 16.5 | 17.3031 | 74.631 |  | Shree Naman Developers Ltd. | WRI1026785 | CDM | https://cdm.unfccc.int/filestorage/D/O/R/DORZF791H8K4NWACPQ5IMTUYLG2VXE/CDM_PDD_v6.pdf?t=WGN8b2sxbDRnfDDF8h6MT3w9DKjkxFa903Mt
Shree Southern Wind Farm | Wind |  | 2.25 | 17.5724 | 74.3386 |  | Shree Naman Developers Ltd. | WRI1026784 | CDM | https://cdm.unfccc.int/filestorage/D/O/R/DORZF791H8K4NWACPQ5IMTUYLG2VXE/CDM_PDD_v6.pdf?t=WGN8b2sxbDRnfDDF8h6MT3w9DKjkxFa903Mt
Shri Singaji MALWA TPP | Coal | Oil | 2520 | 22.0971 | 76.5317 | 2016 |  | IND0000410 | Central Electricity Authority | http://www.cea.nic.in/
Siddapur | Solar |  | 40 | 16.915 | 75.545 |  |  | WKS0070773 | Wiki-Solar | https://www.wiki-solar.org
Siddipet Sky | Solar |  | 50 | 18.225 | 78.995 |  |  | WKS0067101 | Wiki-Solar | https://www.wiki-solar.org
Sindagi | Solar |  | 15 | 16.93 | 76.225 |  |  | WKS0067069 | Wiki-Solar | https://www.wiki-solar.org
Sindhanur | Solar |  | 30 | 15.775 | 76.845 |  |  | WKS0068401 | Wiki-Solar | https://www.wiki-solar.org
Singrauli Solar Power Plant | Solar |  | 15 | 24.1185 | 82.6415 |  | Government of India | WRI1026211 | National Thermal Power Corporation (NTPC) | http://www.ntpc.co.in
Sircilla Acme | Solar |  | 30 | 18.302 | 78.892 |  |  | WKS0067117 | Wiki-Solar | https://www.wiki-solar.org
Siruguppa | Solar |  | 20 | 15.51 | 76.911 |  |  | WKS0067070 | Wiki-Solar | https://www.wiki-solar.org
Sivaganga Solar Power Plant | Solar |  | 5 | 9.8043 | 78.4487 |  | Moser Baer Clean Energy Limited (MBCEL) | WRI1026212 | Moser Baer Clean Energy Limited (MBCEL) | http://www.moserbaerprojects.com
Solitaire Solar Power Plant | Solar |  | 15 | 23.9116 | 71.9324 |  | Solitaire Energies Pvt Ltd | WRI1026213 | Moser Baer Clean Energy Limited (MBCEL) | http://www.moserbaersolar.com
Somaram A | Solar |  | 20 | 17.718 | 78.995 |  |  | WKS0074070 | Wiki-Solar | https://www.wiki-solar.org
Somaram B | Solar |  | 20 | 17.723 | 78.978 |  |  | WKS0074071 | Wiki-Solar | https://www.wiki-solar.org
Somaram C | Solar |  | 17.6 | 17.713 | 79.019 |  |  | WKS0074072 | Wiki-Solar | https://www.wiki-solar.org
Somaram F | Solar |  | 20 | 18.257 | 78.304 |  |  | WKS0074084 | Wiki-Solar | https://www.wiki-solar.org
Sonu Wind Farm | Wind |  | 8.4 | 27.2081 | 70.6958 |  | Centaur Mercantile Pvt. Ltd. | WRI1026764 | CDM | https://cdm.unfccc.int/Projects/DB/LRQA%20Ltd1321971513.67/view
Srinivasapura | Solar |  | 20 | 13.369 | 78.365 |  |  | WKS0067020 | Wiki-Solar | https://www.wiki-solar.org
Sujangadh | Solar |  | 25 | 22.7257 | 71.4364 |  |  | WKS0061629 | Wiki-Solar | https://www.wiki-solar.org
Sumilon Shikarpur Wind Farm | Wind |  | 3.6 | 23.2414 | 70.7262 |  | Sumilon Industries Limited | WRI1026762 | CDM | https://cdm.unfccc.int/Projects/DB/KBS_Cert1356901324.44/view
Sumilon Vershamedi Wind Farm | Wind |  | 3.6 | 22.972 | 70.5443 |  | Sumilon Industries Limited | WRI1026763 | CDM | https://cdm.unfccc.int/Projects/DB/KBS_Cert1356901324.44/view
Supa | Solar |  | 20 | 25.353 | 79.769 |  |  | WKS0070858 | Wiki-Solar | https://www.wiki-solar.org
Supe Solar Power Plant | Solar |  | 2 | 18.3198 | 74.3686 |  | Clover Solar Private Limited (CSPL) | WRI1026214 | Clover Solar Private Limited (CSPL) | http://www.cloversolar.com
Surajbari Creek Wind Farm | Wind |  | 30 | 23.3232 | 70.6417 |  |  | WRI1026087 | CDM | https://cdm.unfccc.int/filestorage/M/7/A/M7ACU21YQXKW5HF8R03TPIJZENO4B9/PDD_30MW_Gujarat_MSPL%20Limited_rev.pdf?t=NlZ8b2pkZ2FofDBI3_hXb8zCdgFEZVKDwM4F
Surel | Solar |  | 25 | 23.474 | 71.583 |  |  | WKS0061690 | Wiki-Solar | https://www.wiki-solar.org
Suriyakheda 1 | Solar |  | 20 | 24.048 | 75.347 |  |  | WKS0068006 | Wiki-Solar | https://www.wiki-solar.org
Suriyakheda 2 | Solar |  | 20 | 24.04 | 75.346 |  |  | WKS0068020 | Wiki-Solar | https://www.wiki-solar.org
Suryalabh | Solar |  | 30 | 27.445 | 72.481 |  |  | WKS0065803 | Wiki-Solar | https://www.wiki-solar.org
Sutholi | Solar |  | 25 | 24.721 | 75.04 |  |  | WKS0067234 | Wiki-Solar | https://www.wiki-solar.org
T.B. DAM | Hydro |  | 36 | 15.2615 | 76.3379 | 1960 |  | IND0000436 | Central Electricity Authority | http://www.cea.nic.in/
T.N.Pura | Solar |  | 20 | 12.055 | 76.961 |  |  | WKS0067072 | Wiki-Solar | https://www.wiki-solar.org
TADALI | Coal |  | 600 | 20.0116 | 79.2036 |  | Dhariwal Pvt ltd | WRI1020016 | Dhariwal Pvt ltd | http://cescnewinitiatives.com/contents/view/DHARIWALINFRASTRUCTURELIMITED/T
TADALI SPONGE IRON | Coal |  | 33 | 20.0123 | 79.1863 |  | Mukesh Gupta group | WRI1019988 | Mukesh Gupta group | http://sanvijay.com/gil.html
TALCHER | Coal | Oil | 460 | 20.9099 | 85.2072 | 1974 |  | IND0000438 | Central Electricity Authority | http://www.cea.nic.in/
TALCHER STPS | Coal | Oil | 3000 | 21.0966 | 85.074 | 2001 |  | IND0000439 | Central Electricity Authority | http://www.cea.nic.in/
TALWANDI SABO | Coal | Oil | 1980 | 29.924 | 75.2372 | 2015 |  | IND0000440 | Central Electricity Authority | http://www.cea.nic.in/
TAMNAR TPP | Coal | Oil | 2400 | 22.0987 | 83.4513 | 2014 |  | IND0000441 | Central Electricity Authority | http://www.cea.nic.in/
TANAKPUR | Hydro |  | 94.2 | 29.0057 | 80.0946 | 1992 |  | IND0000442 | Central Electricity Authority | http://www.cea.nic.in/
TANDA | Coal | Oil | 440 | 26.586 | 82.602 | 1991 |  | IND0000443 | Central Electricity Authority | http://www.cea.nic.in/
TANIR BAVI | Gas |  | 220 | 12.9019 | 74.816 | 2001 |  | IND0000444 | Central Electricity Authority | http://www.cea.nic.in/
TARAPUR | Nuclear |  | 1400 | 19.8294 | 72.6617 | 1996 |  | IND0000445 | Central Electricity Authority | http://www.cea.nic.in/
TASHIDING | Hydro |  | 97 | 27.3403 | 88.2332 | 2017 |  | IND0000537 | Central Electricity Authority | http://www.cea.nic.in/
TAWA | Hydro |  | 13.5 | 22.5616 | 77.9635 | 2002 |  | IND0000446 | Central Electricity Authority | http://www.cea.nic.in/
TEESTA I-III | Hydro |  | 67.5 | 26.4875 | 88.3155 | 1998 |  | IND0000447 | Central Electricity Authority | http://www.cea.nic.in/
TEESTA -V | Hydro |  | 510 | 27.2517 | 88.4604 | 2008 |  | IND0000450 | Central Electricity Authority | http://www.cea.nic.in/
TEESTA LOW DAM -IV | Hydro |  | 160 | 26.9279 | 88.4562 | 2016 |  | IND0000449 | Central Electricity Authority | http://www.cea.nic.in/
TEESTA LOW DAM-III | Hydro |  | 132 | 27.0017 | 88.443 | 2013 |  | IND0000448 | Central Electricity Authority | http://www.cea.nic.in/
TEESTA-III | Hydro |  | 1200 | 27.5981 | 88.6505 | 2017 |  | IND0000526 | Central Electricity Authority | http://www.cea.nic.in/
TEHRI ST -1 | Hydro |  | 1000 | 30.3787 | 78.4795 | 2006 |  | IND0000451 | Central Electricity Authority | http://www.cea.nic.in/
TENUGHAT | Coal | Oil | 420 | 23.7573 | 85.8936 | 1995 |  | IND0000452 | Central Electricity Authority | http://www.cea.nic.in/
THAL WORKS | Gas |  | 30 | 18.7026 | 72.8709 |  | Rashtriya & fert | WRI1019989 | Rashtriya & fert | http://www.rcfltd.com/
THAMMINAPATNAM TPP | Coal | Oil | 300 | 14.2133 | 80.0838 | 2012 |  | IND0000453 | Central Electricity Authority | http://www.cea.nic.in/
THANE PLANT | Oil |  | 22.5 | 19.0875 | 73.0258 |  | Nocil Nocil rubber | WRI1019990 | Nocil Nocil rubber | http://www.nocil.com/
THIROT | Hydro |  | 4.5 | 32.659 | 76.7817 | 1995 |  | IND0000454 | Central Electricity Authority | http://www.cea.nic.in/
TILLARI | Hydro |  | 60 | 15.8094 | 74.1588 | 1986 |  | IND0000455 | Central Electricity Authority | http://www.cea.nic.in/
TILLAYA | Hydro |  | 4 | 24.3249 | 85.5198 | 1953 |  | IND0000456 | Central Electricity Authority | http://www.cea.nic.in/
TIRORA TPP | Coal | Oil | 3300 | 21.4129 | 79.9671 | 2013 |  | IND0000457 | Central Electricity Authority | http://www.cea.nic.in/
TITAGARH | Coal | Oil | 240 | 22.7318 | 88.371 | 1983 |  | IND0000458 | Central Electricity Authority | http://www.cea.nic.in/
TORANGALLU EXT | Coal | Oil | 600 | 15.1839 | 76.6622 | 2009 |  | IND0000459 | Central Electricity Authority | http://www.cea.nic.in/
TORANGALLU IMP | Coal | Cogeneration, Oil | 260 | 15.1839 | 76.6622 | 1999 |  | IND0000460 | Central Electricity Authority | http://www.cea.nic.in/
TORR POWER SAB. | Coal | Oil | 422 | 23.0701 | 72.5933 | 1985 |  | IND0000461 | Central Electricity Authority | http://www.cea.nic.in/
TROMBAY | Oil | Gas | 500 | 19.0004 | 72.8983 | 1990 |  | IND0000462 | Central Electricity Authority | http://www.cea.nic.in/
TROMBAY GT | Gas |  | 180 | 19.0018 | 72.8967 | 1993 |  | IND0000463 | Central Electricity Authority | http://www.cea.nic.in/
TROMBAY WORKS | Gas |  | 18 | 19.0366 | 72.8892 |  | Rashtriya & fert | WRI1019991 | Rashtriya & fert | http://documents.worldbank.org/curated/en/442061468041961880/pdf/multi-page.pdf
TROMBAY_Coal | Coal | Oil | 750 | 19.0004 | 72.8983 | 1992 |  | IND0000464 | Central Electricity Authority | http://www.cea.nic.in/
TROMBAY_Oil | Oil | Gas | 150 | 19.0004 | 72.8983 | 1965 |  | IND0000465 | Central Electricity Authority | http://www.cea.nic.in/
TUIRIAL | Hydro |  | 60 | 24.3588 | 92.8837 | 2017 |  | IND0000538 | Central Electricity Authority | http://www.cea.nic.in/
TUNGABHADRA SUGAR | Biomass |  | 28 | 15.6609 | 76.8756 |  | Nsl Sugars ltd | WRI1019935 | Nsl Sugars ltd | http://www.nslsugars.com/
TUTICORIN | Coal | Oil | 1050 | 8.7635 | 78.1753 | 1984 |  | IND0000466 | Central Electricity Authority | http://www.cea.nic.in/
TUTICORIN JV | Coal | Oil | 1000 | 8.7603 | 78.1699 | 2015 |  | IND0000468 | Central Electricity Authority | http://www.cea.nic.in/
TUTICORIN- IND BARATH | Coal | Oil | 300 | 8.7635 | 78.1753 | 2013 |  | IND0000467 | Central Electricity Authority | http://www.cea.nic.in/
TVS Kunnur Wind Farm | Wind |  | 9.35 | 9.9438 | 77.5077 |  | TVS Energy limited | WRI1026758 | CDM | https://cdm.unfccc.int/Projects/DB/BVQI1331114727.08/view
TVS Tirunelveli Wind Farm | Wind |  | 14.4 | 8.9165 | 77.659 |  | TVS Energy Limited | WRI1026774 | CDM | https://cdm.unfccc.int/Projects/DB/BVQI1336676184.92/view
TVS Virali Wind Farm | Wind |  | 25.5 | 17.501 | 74.7001 |  | TVS Energy Limited | WRI1026767 | CDM | https://cdm.unfccc.int/Projects/DB/DNV-CUK1354626555.71/view
Tadas wind farm | Wind |  | 100 | 15.1069 | 75.1661 |  | Tadas Wind Energy Private Limited | WRI1026660 | CDM | https://cdm.unfccc.int/Projects/DB/RINA1356126148.87/view
Tadwai A | Solar |  | 30 | 18.278 | 78.264 |  |  | WKS0074082 | Wiki-Solar | https://www.wiki-solar.org
Tadwai B | Solar |  | 15 | 18.246 | 78.262 |  |  | WKS0074083 | Wiki-Solar | https://www.wiki-solar.org
Tadwai C | Solar |  | 30 | 18.256 | 78.294 |  |  | WKS0074085 | Wiki-Solar | https://www.wiki-solar.org
Tahliwala | Solar |  | 15 | 30.345 | 74.192 |  |  | WKS0062422 | Wiki-Solar | https://www.wiki-solar.org
Talaricheruvu | Solar |  | 100 | 14.987 | 78.047 |  |  | WKS0069403 | Wiki-Solar | https://www.wiki-solar.org
Talaricheruvu II | Solar |  | 100 | 14.946 | 78.059 |  |  | WKS0073279 | Wiki-Solar | https://www.wiki-solar.org
Talcher Kaniha Solar Power Plant | Solar |  | 10 | 21.0866 | 85.0987 |  | National Thermal Power Corporation (NTPC) | WRI1026215 | National Thermal Power Corporation (NTPC) | http://www.ntpc.co.in
Talmadia A | Solar |  | 10 | 18.232 | 78.343 |  |  | WKS0074080 | Wiki-Solar | https://www.wiki-solar.org
Talmadia B | Solar |  | 25 | 18.22 | 78.324 |  |  | WKS0074079 | Wiki-Solar | https://www.wiki-solar.org
Talmadia C | Solar |  | 20 | 18.22 | 78.303 |  |  | WKS0074081 | Wiki-Solar | https://www.wiki-solar.org
Tandur First | Solar |  | 50 | 17.341 | 77.618 |  |  | WKS0067011 | Wiki-Solar | https://www.wiki-solar.org
Tandur Mahindra | Solar |  | 30 | 17.364 | 77.542 |  |  | WKS0067013 | Wiki-Solar | https://www.wiki-solar.org
Tapovan | Solar |  | 14 | 24.461 | 86.757 |  |  | WKS0073478 | Wiki-Solar | https://www.wiki-solar.org
Tarlupadu | Solar |  | 21 | 15.644 | 79.258 |  |  | WKS0070830 | Wiki-Solar | https://www.wiki-solar.org
Tarnikal | Solar |  | 11 | 16.621 | 78.472 |  |  | WKS0067274 | Wiki-Solar | https://www.wiki-solar.org
Tata Power Gadag Plains Wind Farm | Wind |  | 50.4 | 15.3302 | 75.5767 |  | Tata Power | WRI1026787 | CDM | https://cdm.unfccc.int/Projects/DB/RWTUV1352368180.64/view
Tata Wind Farm | Wind |  | 50.4 | 19.1757 | 74.8441 |  |  | WRI1026078 | CDM | https://cdm.unfccc.int/filestorage/i/o/Z9N7VXYJ5LIE8WRQM1SB3H4FDA6U2K.pdf/PDD%20with%20revised%20MP%20(ver%2010.0)(Clean%20mode).pdf?t=Qmt8b2picnBrfDBPz_lFTjdrigpAyplKqoQb
Tattapalle A | Solar |  | 10 | 17.446 | 77.629 |  |  | WKS0074089 | Wiki-Solar | https://www.wiki-solar.org
Teesta Canal | Solar |  | 10 | 26.33 | 88.31 |  |  | WKS0070902 | Wiki-Solar | https://www.wiki-solar.org
Tenga Bhaat Daar Gaon | Solar |  | 5 | 21.4928 | 81.4144 |  |  | WKS0062055 | Wiki-Solar | https://www.wiki-solar.org
Teona Photon | Solar |  | 25 | 29.912 | 75.082 |  |  | WKS0072798 | Wiki-Solar | https://www.wiki-solar.org
Teona Pujarian Solar Power Plant | Solar |  | 22 | 27.4137 | 72.1577 |  | Welspun Solar Punjab Private Limited | WRI1026217 | Welspun Solar Punjab Private Limited | http://www.welspunrenewables.com
Teona Welspun 2 | Solar |  | 4.1 | 29.9083 | 75.0704 |  |  | WKS0072799 | Wiki-Solar | https://www.wiki-solar.org
ThanaKallu | Solar |  | 10 | 13.907 | 78.183 |  |  | WKS0074135 | Wiki-Solar | https://www.wiki-solar.org
That | Solar |  | 35 | 26.832 | 71.812 |  |  | WKS0065807 | Wiki-Solar | https://www.wiki-solar.org
Thekkampatty | Solar |  | 4.9 | 11.25 | 76.905 |  |  | WKS0067235 | Wiki-Solar | https://www.wiki-solar.org
Theni Wind Farm | Wind |  | 24 | 9.9621 | 77.3709 |  | Green Infra Wind Power Projects Limited | WRI1026654 | CDM | https://cdm.unfccc.int/Projects/DB/SGS-UKL1374760004.52/view
Theni-Dundugul | Solar |  | 50 | 10.115 | 77.69 |  |  | WKS0069518 | Wiki-Solar | https://www.wiki-solar.org
Thimmajipet | Solar |  | 8 | 16.675 | 78.21 |  |  | WKS0070855 | Wiki-Solar | https://www.wiki-solar.org
Thimmalapura | Solar |  | 10 | 14.868 | 76.815 |  |  | WKS0066205 | Wiki-Solar | https://www.wiki-solar.org
Thimmapuram Wind Farm | Wind |  | 200 | 14.7053 | 77.3355 |  | Rayala Wind Power Company Private Limited | WRI1026659 | CDM | https://cdm.unfccc.int/Projects/DB/DNV-CUK1351859167.83/view
Thungathurthy | Solar |  | 15 | 16.69 | 79.225 |  |  | WKS0070924 | Wiki-Solar | https://www.wiki-solar.org
Thunkiballaram | Solar |  | 15 | 17.75 | 78.598 |  |  | WKS0070925 | Wiki-Solar | https://www.wiki-solar.org
Tikar SJG | Solar |  | 5.1 | 22.707 | 71.413 |  |  | WKS0062598 | Wiki-Solar | https://www.wiki-solar.org
Tikar Waa | Solar |  | 10.2 | 22.708 | 71.417 |  |  | WKS0061607 | Wiki-Solar | https://www.wiki-solar.org
Tinwari - MB Solar Power Plant | Solar |  | 5 | 26.5182 | 72.8536 |  | Moser Baer Solar Limited (MBSL) | WRI1026218 | Moser Baer Solar Limited (MBSL) | http://www.moserbaersolar.com
Tinwari AES | Solar |  | 5.2 | 26.524 | 72.862 |  |  | WKS0062057 | Wiki-Solar | https://www.wiki-solar.org
Tinwari Swiss | Solar |  | 5 | 26.534 | 72.856 |  |  | WKS0062580 | Wiki-Solar | https://www.wiki-solar.org
Tipatturu | Solar |  | 20 | 13.396 | 76.407 |  |  | WKS0067073 | Wiki-Solar | https://www.wiki-solar.org
Tiruchi | Solar |  | 10 | 10.92 | 78.63 |  |  | WKS0065806 | Wiki-Solar | https://www.wiki-solar.org
Tiruchuli | Solar |  | 50 | 9.522 | 78.228 |  |  | WKS0070873 | Wiki-Solar | https://www.wiki-solar.org
Tirumala Tirupati Devasthanams | Solar |  | 10 | 13.6344 | 79.3268 |  |  | WKS0070810 | Wiki-Solar | https://www.wiki-solar.org
Tiruppur | Wind |  | 1.5 | 10.8139 | 77.3785 |  |  | WRI1026098 | CDM | https://cdm.unfccc.int/Projects/DB/PJR%20CDM1355461708.47/view
Tiruppur 2 | Wind |  | 1.5 | 10.79 | 77.33 |  |  | WRI1026097 | CDM | https://cdm.unfccc.int/Projects/DB/PJR%20CDM1355461708.47/view
Torrent Gujurat Wind Farm | Wind |  | 49.6 | 22.104 | 69.8323 |  | Torrent Power Limited | WRI1026765 | CDM | https://cdm.unfccc.int/Projects/DB/SGS-UKL1353506542.98/view
Tubagere A | Solar |  | 8.5 | 13.37 | 77.594 |  |  | WKS0074096 | Wiki-Solar | https://www.wiki-solar.org
Tughlakpur | Solar |  | 5 | 29.635 | 78.025 |  |  | WKS0067154 | Wiki-Solar | https://www.wiki-solar.org
Turuvekere | Solar |  | 20 | 13.269 | 76.742 |  |  | WKS0067074 | Wiki-Solar | https://www.wiki-solar.org
U.B.D.C. ST.-I& II | Hydro |  | 91.35 | 32.3367 | 75.5819 | 1981 |  | IND0000469 | Central Electricity Authority | http://www.cea.nic.in/
U.ROGNICHU | Hydro |  | 8 | 27.2614 | 88.5572 | 1993 |  | IND0000470 | Central Electricity Authority | http://www.cea.nic.in/
UCHPINDA TPP | Coal | Oil | 1440 | 21.8858 | 83.1215 | 2016 |  | IND0000471 | Central Electricity Authority | http://www.cea.nic.in/
UDUPI TPP | Coal | Oil | 1200 | 13.1596 | 74.8002 | 2010 |  | IND0000472 | Central Electricity Authority | http://www.cea.nic.in/
UJJAINI | Hydro |  | 12 | 18.0723 | 75.1197 | 1994 |  | IND0000473 | Central Electricity Authority | http://www.cea.nic.in/
UKAI LBC | Hydro |  | 5 | 21.2323 | 73.5917 | 1987 |  | IND0000474 | Central Electricity Authority | http://www.cea.nic.in/
UKAI_Coal | Coal | Oil | 1110 | 21.2093 | 73.5574 | 1995 |  | IND0000475 | Central Electricity Authority | http://www.cea.nic.in/
UKAI_Hydro | Hydro |  | 300 | 21.2478 | 73.5866 | 1974 |  | IND0000476 | Central Electricity Authority | http://www.cea.nic.in/
UMIAM I II &IV | Hydro |  | 96 | 25.6593 | 91.9003 | 1980 |  | IND0000477 | Central Electricity Authority | http://www.cea.nic.in/
UMTRU (NEW) | Hydro |  | 11.2 | 26.0069 | 91.8114 | 1957 |  | IND0000478 | Central Electricity Authority | http://www.cea.nic.in/
UNCHAHAR | Coal | Oil | 1550 | 25.9131 | 81.3274 | 2002 |  | IND0000479 | Central Electricity Authority | http://www.cea.nic.in/
UNO SUGEN | Gas |  | 382.5 | 21.3411 | 72.9895 | 2012 |  | IND0000480 | Central Electricity Authority | http://www.cea.nic.in/
UPL Dharapuram Wind Farm | Wind |  | 1.7 | 10.838 | 77.5123 |  | UPL | WRI1026759 | CDM | https://cdm.unfccc.int/Projects/DB/RWTUV1351718801.6/view
UPPAR INDRAVATI | Hydro |  | 600 | 19.4269 | 82.8594 | 1999 |  | IND0000481 | Central Electricity Authority | http://www.cea.nic.in/
UPPER KOLAB | Hydro |  | 320 | 18.8315 | 82.5934 | 1990 |  | IND0000482 | Central Electricity Authority | http://www.cea.nic.in/
UPPER SILERU I&II | Hydro |  | 240 | 18.0313 | 82.0179 | 1981 |  | IND0000483 | Central Electricity Authority | http://www.cea.nic.in/
UPPER SINDH I& II | Hydro |  | 105 | 34.198 | 75.1245 | 1996 |  | IND0000484 | Central Electricity Authority | http://www.cea.nic.in/
URAN GT | Gas |  | 672 | 18.88 | 72.9715 | 1988 |  | IND0000485 | Central Electricity Authority | http://www.cea.nic.in/
URAN ONGC | Gas |  | 62.6 | 18.8681 | 72.9293 |  | Ongc Gas corp | WRI1019992 | Ongc Gas corp | http://www.ongcindia.com/
URI | Hydro |  | 480 | 34.1442 | 74.1857 | 1996 |  | IND0000486 | Central Electricity Authority | http://www.cea.nic.in/
URI -II | Hydro |  | 240 | 34.0921 | 74.0318 | 2013 |  | IND0000487 | Central Electricity Authority | http://www.cea.nic.in/
URUMI | Hydro |  | 3.75 | 11.3727 | 76.0584 | 2004 |  | IND0000488 | Central Electricity Authority | http://www.cea.nic.in/
UTRAN CCCP EXT | Gas |  | 374.571 | 21.2285 | 72.8705 | 2009 |  | IND0000489 | Central Electricity Authority | http://www.cea.nic.in/
UTRAULA TPP | Coal | Oil | 90 | 27.3455 | 82.3166 | 2012 |  | IND0000491 | Central Electricity Authority | http://www.cea.nic.in/
Udumalpet Wind Farm | Wind |  | 25.7 | 10.6143 | 77.237 |  |  | WRI1026066 | CDM | https://cdm.unfccc.int/Projects/DB/DNV-CUK1174563974.61/view
Ugaras | Solar |  | 20 | 26.971 | 72.127 |  |  | WKS0061178 | Wiki-Solar | https://www.wiki-solar.org
Unchahar | Solar |  | 10 | 25.889 | 81.315 |  |  | WKS0062443 | Wiki-Solar | https://www.wiki-solar.org
Uppara Hosahalli A | Solar |  | 20 | 15.518 | 76.917 |  |  | WKS0074099 | Wiki-Solar | https://www.wiki-solar.org
Urse | Solar |  | 5.5 | 18.7127 | 73.6448 |  |  | WKS0067253 | Wiki-Solar | https://www.wiki-solar.org
Usmankhera | Solar |  | 25 | 30.034 | 73.904 |  |  | WKS0072805 | Wiki-Solar | https://www.wiki-solar.org
VAIGAI DAM | Hydro |  | 13.5 | 10.0537 | 77.5905 | 1995 |  | IND0000492 | Central Electricity Authority | http://www.cea.nic.in/
VAITARNA | Hydro |  | 60 | 19.7674 | 73.502 | 1976 |  | IND0000493 | Central Electricity Authority | http://www.cea.nic.in/
VALANTHARVI GT | Gas |  | 52.8 | 9.3279 | 78.9215 | 2005 |  | IND0000494 | Central Electricity Authority | http://www.cea.nic.in/
VALLUR ntpc/ntecl | Coal | Oil | 1500 | 13.2371 | 80.3023 | 2013 |  | IND0000495 | Central Electricity Authority | http://www.cea.nic.in/
VALUTHUR GT | Gas |  | 187.2 | 9.3484 | 78.9235 | 2005 |  | IND0000496 | Central Electricity Authority | http://www.cea.nic.in/
VARAHI | Hydro |  | 460 | 13.6576 | 74.9484 | 1999 |  | IND0000497 | Central Electricity Authority | http://www.cea.nic.in/
VARDHAM BUDNI | Coal |  | 25.8 | 22.7808 | 77.6515 |  | Vardham Vardham group | WRI1020010 | Vardham Vardham group | https://www.vardhman.com/
VARDHAM SATLAPUR | Coal |  | 30.75 | 23.0752 | 77.5526 |  | Vardham Vardham group | WRI1020011 | Vardham Vardham group | https://www.vardhman.com/
VASAVADATTA CEMENT | Coal |  | 50.7 | 17.1605 | 77.293 |  | Kesoram Industries ltd | WRI1019936 | Kesoram Industries ltd | https://www.kesocorp.com/
VEMAGIRI CCCP | Gas |  | 388.5 | 16.9238 | 81.8141 | 2006 |  | IND0000499 | Central Electricity Authority | http://www.cea.nic.in/
VENUNAGAR SUGAR | Biomass |  | 19.8 | 17.7382 | 75.3218 |  | Shri Ssk ltd | WRI1019993 | Shri Ssk ltd | http://viainfotech.biz/Biomass/theme5/document/green_market/REC-project-list.pdf
VIJAIPUR WORKS | Gas |  | 75 | 24.4978 | 77.1513 |  | National Ltd nfl) | WRI1020012 | National Ltd nfl) | http://www.nationalfertilizers.com/
VIJAYWADA | Coal | Oil | 1260 | 16.5984 | 80.537 | 1987 |  | IND0000500 | Central Electricity Authority | http://www.cea.nic.in/
VIJAYWADA TPP-IV | Coal | Oil | 500 | 16.5973 | 80.5382 | 2009 |  | IND0000501 | Central Electricity Authority | http://www.cea.nic.in/
VIJESWARAM GT | Gas |  | 272.3 | 16.9345 | 81.7245 | 1995 |  | IND0000502 | Central Electricity Authority | http://www.cea.nic.in/
VIKRAM CEMENT | Coal |  | 46 | 24.5753 | 74.8012 |  | Vikram Vikram cement | WRI1020013 | Vikram Vikram cement | http://www.adityabirla.com/about/Grey-cement
VINDH_CHAL STPS | Coal | Oil | 4760 | 24.0983 | 82.6719 | 2002 |  | IND0000503 | Central Electricity Authority | http://www.cea.nic.in/
VIR | Hydro |  | 9 | 18.121 | 74.0968 | 1975 |  | IND0000504 | Central Electricity Authority | http://www.cea.nic.in/
VISHNU PRAYAG | Hydro |  | 400 | 30.5669 | 79.5468 | 2006 |  | IND0000505 | Central Electricity Authority | http://www.cea.nic.in/
VIZAG TPP | Coal | Oil | 1040 | 17.5635 | 83.1382 | 2015 |  | IND0000506 | Central Electricity Authority | http://www.cea.nic.in/
Vaayu Ashti Wind Farm | Wind |  | 50.4 | 19.108 | 74.9885 |  | Vaayu Renew | WRI1026665 | CDM | https://cdm.unfccc.int/Projects/DB/DNV-CUK1350385874.53/view
Vadekhan | Solar |  | 5 | 21.8228 | 70.0684 |  |  | WKS0062028 | Wiki-Solar | https://www.wiki-solar.org
Vajramatti Acme | Solar |  | 80 | 16.24 | 75.305 |  |  | WKS0070766 | Wiki-Solar | https://www.wiki-solar.org
Vajramatti Energon | Solar |  | 100 | 16.32 | 75.415 |  |  | WKS0068399 | Wiki-Solar | https://www.wiki-solar.org
Valathadippatti | Solar |  | 10 | 10.578 | 78.635 |  |  | WKS0074132 | Wiki-Solar | https://www.wiki-solar.org
Varavoo Kaval Greenko | Solar |  | 100 | 14.367 | 76.58 |  |  | WKS0061556 | Wiki-Solar | https://www.wiki-solar.org
Varavoo Kaval Today | Solar |  | 70 | 14.377 | 76.595 |  |  | WKS0070763 | Wiki-Solar | https://www.wiki-solar.org
Varkute Malawadi | Solar |  | 100 | 17.557 | 74.812 |  |  | WKS0068393 | Wiki-Solar | https://www.wiki-solar.org
Vastan Solar Power Plant | Solar |  | 5 | 21.4239 | 73.1273 |  | Gujarat Industries Power Company Limited (GIPCL) | WRI1026219 | Gujarat Industries Power Company Limited (GIPCL) | http://www.gipcl.com
Vedachandur | Solar |  | 9 | 10.536 | 77.908 |  |  | WKS0066642 | Wiki-Solar | https://www.wiki-solar.org
Vedasandur | Solar |  | 5 | 10.5254 | 77.8899 |  |  | WKS0067248 | Wiki-Solar | https://www.wiki-solar.org
Veerapuram | Solar |  | 5 | 14.761 | 76.951 |  |  | WKS0061691 | Wiki-Solar | https://www.wiki-solar.org
Veltoor Renew | Solar |  | 100 | 16.529 | 77.903 |  |  | WKS0067007 | Wiki-Solar | https://www.wiki-solar.org
Veltoor SP | Solar |  | 100 | 16.468 | 77.909 |  |  | WKS0067105 | Wiki-Solar | https://www.wiki-solar.org
Veltoor Suzlon | Solar |  | 100 | 16.445 | 77.867 |  |  | WKS0067107 | Wiki-Solar | https://www.wiki-solar.org
Vemula | Solar |  | 10 | 16.78 | 78.336 |  |  | WKS0067259 | Wiki-Solar | https://www.wiki-solar.org
Vemulapadu | Solar |  | 70 | 15.234 | 78.201 |  |  | WKS0070827 | Wiki-Solar | https://www.wiki-solar.org
Venkatapur | Solar |  | 5 | 17.441 | 78.624 |  |  | WKS0068251 | Wiki-Solar | https://www.wiki-solar.org
Vikarabad | Solar |  | 23 | 17.344 | 77.979 |  |  | WKS0063662 | Wiki-Solar | https://www.wiki-solar.org
Virannapalle | Solar |  | 50 | 15.023 | 77.841 |  |  | WKS0070907 | Wiki-Solar | https://www.wiki-solar.org
Visakhapatnam Port | Solar |  | 10 | 17.719 | 83.255 |  |  | WKS0070887 | Wiki-Solar | https://www.wiki-solar.org
WADI CEMENT PLANT | Coal |  | 75 | 17.0552 | 76.9775 |  | Acc Acc ltd | WRI1019937 | Acc Acc ltd | http://www.acclimited.com/
WANAKBORI | Coal | Oil | 1470 | 22.8725 | 73.3588 | 1986 |  | IND0000507 | Central Electricity Authority | http://www.cea.nic.in/
WARDHA WARORA(Sai Wardha Power) | Coal | Oil | 540 | 20.2727 | 78.9792 | 2010 |  | IND0000508 | Central Electricity Authority | http://www.cea.nic.in/
WARDHA WORKS | Coal |  | 80 | 20.6964 | 78.6385 |  | Lloyds Industries ltd | WRI1019994 | Lloyds Industries ltd | http://www.lloyds.in/
WARNA | Hydro |  | 16 | 17.1401 | 73.866 | 1998 |  | IND0000509 | Central Electricity Authority | http://www.cea.nic.in/
WY.CANAL A -D | Hydro |  | 62.4 | 30.3033 | 77.5684 | 1991 |  | IND0000510 | Central Electricity Authority | http://www.cea.nic.in/
Waddekothapally | Solar |  | 42 | 17.505 | 79.562 |  |  | WKS0067124 | Wiki-Solar | https://www.wiki-solar.org
Wadgam Solar Power Plant | Solar |  | 15 | 22.3172 | 72.4397 |  | ACME Cleantech Solutions Private Limited | WRI1026220 | ACME Cleantech Solutions Private Limited | http://www.acme.in
Wagdari | Solar |  | 50 | 17.605 | 76.345 |  |  | WKS0068604 | Wiki-Solar | https://www.wiki-solar.org
Walaja | Solar |  | 5 | 12.955 | 79.395 |  |  | WKS0067244 | Wiki-Solar | https://www.wiki-solar.org
Wanaparthy Mytrah | Solar |  | 50 | 16.444 | 78.002 |  |  | WKS0067104 | Wiki-Solar | https://www.wiki-solar.org
Wanaparthy Ostro | Solar |  | 50 | 16.424 | 78.069 |  |  | WKS0067112 | Wiki-Solar | https://www.wiki-solar.org
Warora Solar Power Plant | Solar |  | 25 | 20.301 | 79.0237 |  | Videocon Industries Limited | WRI1026221 | Videocon Industries Limited | http://www.gmrgroup.in/energy-gmr-gujarat-solar-power-ltd.aspx
Weizzmann Forex Idukki Wind Farm | Wind |  | 3.6 | 9.8881 | 77.2216 |  | Weizzmann Forex Limited | WRI1026760 | CDM | https://cdm.unfccc.int/Projects/DB/LRQA%20Ltd1323254431.52/view
Wind power project by Riddhi Siddhi Gluco Biols Limited (RSGBL) | Wind |  | 34.65 | 8.8709 | 77.4466 |  | Riddhi Siddhi Gluco Biols Limited | WRI1026753 | CDM | https://cdm.unfccc.int/Projects/DB/LRQA%20Ltd1356711565.56/view
Wind power project in Rajasthan | Wind |  | 42 | 27.1715 | 70.6877 |  | Mytrah Energy (India) Limited | WRI1026769 | CDM | https://cdm.unfccc.int/Projects/DB/DNV-CUK1354785555.66/view
YAMUNANAGAR TPP | Coal | Oil | 600 | 30.1081 | 77.3257 | 2007 |  | IND0000511 | Central Electricity Authority | http://www.cea.nic.in/
YASHWANTRAO MOHITE | Biomass |  | 16 | 17.1653 | 74.2456 |  | Yashwantrao Krishna ssk | WRI1019995 | Yashwantrao Krishna ssk | http://viainfotech.biz/Biomass/theme5/document/green_market/REC-project-list.pdf
YELHANKA (DG) | Oil |  | 106.6 | 13.1156 | 77.5838 | 1993 |  | IND0000512 | Central Electricity Authority | http://www.cea.nic.in/
YERMARUS TPP | Coal | Oil | 1600 | 16.2949 | 77.3568 | 2016 |  | IND0000513 | Central Electricity Authority | http://www.cea.nic.in/
Yadgiri | Solar |  | 20 | 16.647 | 77.209 |  |  | WKS0067075 | Wiki-Solar | https://www.wiki-solar.org
Yapadinne A | Solar |  | 5 | 16.006 | 77.757 |  |  | WKS0074086 | Wiki-Solar | https://www.wiki-solar.org
Yapaladinni II | Solar |  | 5 | 16.29 | 77.505 |  |  | WKS0065911 | Wiki-Solar | https://www.wiki-solar.org
Yelesandra Solar Power Plant | Solar |  | 3 | 12.8932 | 78.1654 |  | Karnataka Power Corporation Limited | WRI1026222 | Karnataka Power Corporation Limited | http://karnatakapower.com
Yelisirur wind power project | Wind |  | 25.5 | 15.2758 | 75.5811 |  |  | WRI1026776 | CDM | https://cdm.unfccc.int/Projects/DB/TUEV-RHEIN1351077305.18/view
Yellapur | Solar |  | 50 | 14.975 | 74.815 |  |  | WKS0070774 | Wiki-Solar | https://www.wiki-solar.org
ZAWAR MINES | Coal |  | 80 | 24.35 | 73.7477 |  | Hindustan Zinc ltd | WRI1019901 | Hindustan Zinc ltd | http://www.hzlindia.com/
Zaheerabad | Solar |  | 50 | 17.659 | 77.557 |  |  | WKS0070807 | Wiki-Solar | https://www.wiki-solar.org
Zaheerabad 2 | Solar |  | 10 | 17.654 | 77.552 |  |  | WKS0070808 | Wiki-Solar | https://www.wiki-solar.org
iEnergy Theni Wind Farm | Wind |  | 16.5 | 9.9344 | 77.4768 |  | iEnergy Wind Farms | WRI1026761 | CDM | https://cdm.unfccc.int/Projects/DB/RWTUV1345031355.85/view